## COVER
fffffffffffffffffffffffffffffffffffffffffffffffffffffffffffffffffffffffffffffffffffffffffffffffffffffffffffffffffffffffffffffffffffffffffffffffffffffffffffffffffffffffffffffffffffffffffffffffffffffffffffffffffffffffffffffffffffffffffffffffffffffffffffffffffffffffffffffffffffffffffffffffffffffffffffffffffffffffffffffffffffffffffffffffffffffffffffffffffffffffffffffffffffffffffffffffffffffffffffffffffffffffffffffffffffffffffffffffffffff | fffffffffffffffffffffffffffffffffffffffffffffffffffffffffffffffffffffffffffffffffffffffffffffffffffffffffffffffffffffffffffffffffffffffffffffffffffffffffffffffffffffffffffffffffffffffffffffffffffffffffffffffffffffffffffffffffffffffffffffffffffffffffffffffffffffffffffffffffffffffffffffffffffffffffffffffffffffffffffffffffffffffffffffffffffffffffffffffffffffffffffffffffffffffffffffffffffffff |  |  |  | ffffffffffffffffffffffffffffffffffffffffffffffffffffffffffffffffffffffffffffffffffffffffffffffffffffffffffffffffffffffffffffffffffffffffffffffffffffffffffffffffffffffffffffffffffffffffffffffffffffffffffffffffffffffffffffffffffffffffffffffffffffffffffffffffffffffffffffffffffffffffffffffffffffffffffffffffffffffffffffffffffffffffffffffffffffffffffffffffffffffffffffffff
PANCHAYATI RAJ ENGINEERING DEPARTMENT
WORKING ESTIMATE
|  | NAME OF THE WORK | : | Providing Additional Space for Health Staff in Grama Sachivalayam of Baduguleru GP of Kanigiri Mandal
|  | ESTIMATE COST & Grant | : | 20.80 Lakhs
|  | WORK ID | : | No: 087043102002090039
|  | NAME OF THE MANDAL | : | KANIGIRI
|  | NAME OF SUB.DIVISION. | : | KANIGIRI
|  | NAME OF THE DIVISION | : | KANDUKUR
|  | NAME OF CIRCLE | : | ONGOLE
|  | NAME OF DISTRICT | : | PRAKASAM
ffffffffffffffffffffffffffffffffffffffffffffffffffffffffffffffffffffffffffffffffffffffffffffffffffffffffffffffffffffffffffffffffffffffffffffffffffffffffffffffffffffffffffffffffffffffffffffffffffffffffffffffffffffffffffffffffffffffffffffffffffffffffffffffffffffffffffffffffffffffffffffffffffffffffffffffffffffffffffffffffffffffffffffffffffffffffffffffffffffffffffffffff
GOVERNMENT OF ANDHRA PRADESH

## SPE
SPECIFICATION REPORT
Specification Report to accompany the working estimate for the work "
Providing Additional Space for Health Staff in Grama Sachivalayam of Baduguleru GP of Kanigiri Mandal
|  | Estt. Rs. | 20.80 Lakhs
The above road has been administratively sancationed for Rs. 17.50 Lakhs vide Progs.Rc No T3/MGNREGS/2020 Dt 30-06-2020 of the District Collector & District Programme Co-Ordinator, MGNREGS, Prakasam District. Ongole under MGNREGS 50% and Health Department Grant 50% Grant during the year 2019-20. and Additional amount of Rs.3.30 lakhs was sanctioned vide progs. Rc.No.T3/YSR health Clinics buildings-Admn. Sanctions / 2023-24 Dt 05.2023 of the District Collector & DPC, MGNREGS, Prakasam District under 15th FC funds HM (1.52 lakhs) & FW and APHSSP (1.78 lakhs). The work was entrusted to Grama Panchayat, Baduguleru
During execution of work the working estimate is prepared As per the instructions of higher authorities items rates as per recording dates (adopting SSR 2019-20, SSR 2020-21, SSR 2021-22 and SSR 2022-23) and same may be submitted for your kind approval.
The working estimate is prepared as per the agreement rates based on the SSR of 2019-2020, 2020-21, 2021-22 & 2022-23 and the work has been carried out as per APSS.
| Deputy Executive Engineer |  | Assistant Engineer
| PRI Sub Division |  | Mandal Praja parishad
| Kanigiri |  | Kanigiri

## Genetic
Name of the Work: Providing Additional Space for Health Staff in Grama Sachivalayam of Baduguleru GP of Kanigiri Mandal
|  | Est.Rs. | 20.80 Lakhs
S.No | Material | Quantity | Unit Price | Total
1 | Provision towards QC Charges at 0.5% | 8548 | 1 | 8548
2 | Provision for Seigniorage charges | 21507 | 1 | 21507
3 | Provision towards unforeseen items of work | 2041003 | 1 | 2041003
4 | D34816-CW-G01.Amount for wage component | 37.73 | 237 | 8942
2080000
S.No | Material | Quantity | Unit Price | Total
1 | D16033-CW-G02.cement | 516.14 | 235 | 121293
2 | D16901-Cost of Sand | 0 | 375 | 0
3 | D16902-Transportion of Sand | 0 | 739.6 | 0
4 | D16034-CW-G03.sand for filling | 87.51 | 292.4 | 25588
5 | D16048-CW-G19.sand for Concrete | 28.47 | 2098 | 59730
6 | D16048-CW-G19.sand for Concrete | 0 | 1742 | 0
7 | D16035-CW-G04.sand for mortar | 6.07 | 984.9 | 5978
8 | D16035-CW-G04.sand for mortar | 14.07 | 2098 | 29519
8 | D16035-CW-G04.sand for mortar | 0 | 321 | 0
9 | D16038-CW-G07.20mm to 12mm HBG/HBT graded Metal:Consisting of 20mm metal 60% and12mm metal 40% | 38.41 | 1722.3 | 66154
10 | D16038-CW-G07.20mm to 12mm HBG/HBT graded Metal:Consisting of 20mm metal 60% and12mm metal 40% | 0 | 2182.9 | 0
11 | D16040-CW-G09.40 mm nominal HBG/HBT Graded Metal | 18.53 | 1375.8 | 25494
12 | CW-G20.cost and supply of Steel | 2.22 | 62540 | 138839
13 | CW-G20.cost and supply of Steel | 1.82 | 63720 | 115970
14 | CW-G20.cost and supply of Steel | 0.21 | 84960 | 17842
15 | CW-G20.cost and supply of Steel | 0 | 71980 | 0
16 | CW-G20.cost and supply of Steel | 0 | 75520 | 0
17 | D16041-CW-G10.Cost towards engaging skilled labour,semi skilled labour,other materials and equipment charges including all other materials | 1 | 1433167 | 1433167 | 2080000
18 | D16042-CW-G12.QC @0.5% | 1 | 8548 | 8548
19 | D16043-CW-G13.Seignorage charges | 1 | 21507 | 21507
20 | D16327-Provision For Work Wise File | 1 | 0 | 0
21 | D16045-CW-G15.LS amount for unforcen items. | 1 | 1429 | 1429
2071058
| Deputy Executive Engineer |  | Assistant Engineer
| PRI Sub Division |  | Mandal Praja parishad
| Kanigiri |  | Kanigiri

## NIC (hidden)
ACTIVITY MASTER
Name of the Work: Providing Additional Space for Health Staff in Grama Sachivalayam of Baduguleru GP of Kanigiri Mandal
[5 empty] | Est Rs. | 20.80 Lakhs
S.No. | Material Task No. | Description of Item | Quantity | Per | Rate | Amount
1 | 2 | 3 | 4 | 5 | 6 | 7
|  | Construction of Ground floor |  |  |  |  | -
|  | Wage Component |  |  |  | 1e-08
1 | ACT0001 | Clearing light jungle | 0 | Sqm | 5.22 | 0 | 19-20
1 | ACT0001 | Clearing light jungle | 0 | Sqm | 5.86 | 0 | 20-21
1 | ACT0001 | Clearing light jungle | 0 | Sqm | 6.06 | 0 | 21-22
1 | ACT0001 | Clearing light jungle | 0 | Sqm | 6.06 | 0 | 22-23
1 | ACT1338 | Earthwork excavation for foundation | 71.97 | Cum | 124.24 | 8942 | 19-20
2 | ACT1338 | Earthwork excavation for foundation | 0 | Cum | 139.55 | 0 | 20-21
2 | ACT1338 | Earthwork excavation for foundation | 0 | Cum | 144.26 | 0 | 21-22
2 | ACT1338 | Earthwork excavation for foundation | 0 | Cum | 144.26 | 0 | 22-23
|  | Material Component |  |  |  | 1e-08
2 | ACT0026 | PCC (1:4:8) for bed concrete | 20.59 | Cum | 3877.28 | 79833 | 19-20
4 | ACT0026 | PCC (1:4:8) for bed concrete | 0 | Cum | 4067.84 | 0 | 20-21
4 | ACT0026 | PCC (1:4:8) for bed concrete | 0 | Cum | 4332.55 | 0 | 21-22
4 | ACT0026 | PCC (1:4:8) for bed concrete | 0 | Cum | 4583.31 | 0 | 22-23
4 | ACT0027 | PCC (1:5:10) for bed concrete | 0 | Cum | 3725 | 0 | 19-20
4 | ACT0027 | PCC (1:5:10) for bed concrete | 0 | Cum | 3915.56 | 0 | 20-21
4 | ACT0027 | PCC (1:5:10) for bed concrete | 0 | Cum | 4180.27 | 0 | 21-22
4 | ACT0027 | PCC (1:5:10) for bed concrete | 0 | Cum | 4431.03 | 0 | 22-23
3 | ACT0409 | Filling basement with Selected earth | 17.93 | Cum | 183 | 3281 | 19-20
3 | ACT0409 | Filling basement with Selected earth | 0 | Cum | 205.87 | 0 | 20-21
3 | ACT0409 | Filling basement with Selected earth | 0 | Cum | 199.97 | 0 | 21-22
3 | ACT0409 | Filling basement with Selected earth | 0 | Cum | 216.13 | 0 | 22-23
5 | ACT0256 | Filling basement with Gravel | 0 | Cum | 210 | 0 | 19-20
5 | ACT0256 | Filling basement with Gravel | 0 | Cum | 234.87 | 0 | 20-21
5 | ACT0256 | Filling basement with Gravel | 0 | Cum | 253.22 | 0 | 21-22
5 | ACT0256 | Filling basement with Gravel | 0 | Cum | 272.13 | 0 | 22-23
4 | ACT0020 | Filling basement with Sand filling | 87.51 | Cum | 1271.5 | 111269 | 19-20
7 | ACT0020 | Filling basement with Sand filling | 0 | Cum | 1340.37 | 0 | 20-21
7 | ACT0020 | Filling basement with Sand filling | 0 | Cum | 1528.72 | 0 | 21-22
7 | ACT0020 | Filling basement with Sand filling | 0 | Cum | 1603.13 | 0 | 22-23
5 | ACT0021 | Refilling with excavated soil | 47.3 | Cum | 228 | 10784 | 19-20
10 | ACT0021 | Refilling with excavated soil | 0 | Cum | 249.16 | 0 | 20-21
10 | ACT0021 | Refilling with excavated soil | 0 | Cum | 265.36 | 0 | 21-22
10 | ACT0021 | Refilling with excavated soil | 0 | Cum | 284.4 | 0 | 22-23
6 | ACT0029 | VRCC M25 mix Concrete for column footings | 9.44 | Cum | 6979.88 | 65890 | 19-20
6 | ACT0029 | VRCC M25 mix Concrete for column footings | 0 | Cum | 7288.23 | 0 | 20-21
6 | ACT0029 | VRCC M25 mix Concrete for column footings | 0 | Cum | 7685.43 | 0 | 21-22
6 | ACT0029 | VRCC M25 mix Concrete for column footings | 0 | Cum | 8062.18 | 0 | 22-23
7 | ACT0030 | VRCC M25 design mix Concrete for Pedastal | 1.37 | Cum | 7392.88 | 10128 | 19-20
7 | ACT0030 | VRCC M25 design mix Concrete for Pedastal | 0 | Cum | 7701.23 | 0 | 20-21
7 | ACT0030 | VRCC M25 design mix Concrete for Pedastal | 0 | Cum | 8124.43 | 0 | 21-22
7 | ACT0030 | VRCC M25 design mix Concrete for Pedastal | 0 | Cum | 8501.18 | 0 | 22-23
8 | ACT0031 | VRCC M25 design mix Concrete for Columns | 5.64 | Cum | 9116.88 | 51419 | 19-20
11 | ACT0031 | VRCC M25 design mix Concrete for Columns | 0 | Cum | 9466.93 | 0 | 20-21
8 | ACT0031 | VRCC M25 design mix Concrete for Columns | 0 | Cum | 10004.82 | 0 | 21-22
8 | ACT0031 | VRCC M25 design mix Concrete for Columns | 0 | Cum | 10417.6 | 0 | 22-23
9 | ACT0033 | VRCC M25 design mix Concrete for Plinth beam | 6.15 | Cum | 8971.88 | 55177 | 19-20
9 | ACT0033 | VRCC M25 design mix Concrete for Plinth beam | 0 | Cum | 9280.23 | 0 | 20-21
9 | ACT0033 | VRCC M25 design mix Concrete for Plinth beam | 0 | Cum | 9785.43 | 0 | 21-22
9 | ACT0033 | VRCC M25 design mix Concrete for Plinth beam | 0 | Cum | 10162.18 | 0 | 22-23
10 | ACT0036 | VRCC M25 design mix Concrete for Beams | 6.94 | Cum | 8954.36 | 62143 | 19-20
14 | ACT0036 | VRCC M25 design mix Concrete for Beams | 0 | Cum | 9169.52 | 0 | 20-21
10 | ACT0036 | VRCC M25 design mix Concrete for Beams | 0 | Cum | 9635.33 | 0 | 21-22
10 | ACT0036 | VRCC M25 design mix Concrete for Beams | 0 | Cum | 9921.19 | 0 | 22-23
11 | ACT0037 | VRCC M25 design mix Concrete for Slab 125mm | 118.09 | Sqm | 1071.8 | 126569 | 19-20
16 | ACT0037 | VRCC M25 design mix Concrete for Slab 125mm | 0 | Sqm | 1109.69 | 0 | 20-21
11 | ACT0037 | VRCC M25 design mix Concrete for Slab 125mm | 0 | Sqm | 1166.67 | 0 | 21-22
11 | ACT0037 | VRCC M25 design mix Concrete for Slab 125mm | 0 | Sqm | 1202.4 | 0 | 22-23
12 | ACT0589 | VRCC M25 design mix Concrete for Slab 150mm | 0 | Sqm | 1195.95 | 0 | 19-20
12 | ACT0589 | VRCC M25 design mix Concrete for Slab 150mm | 0 | Sqm | 1239.23 | 0 | 20-21
12 | ACT0589 | VRCC M25 design mix Concrete for Slab 150mm | 0 | Sqm | 1302.4 | 0 | 21-22
12 | ACT0589 | VRCC M25 design mix Concrete for Slab 150mm | 0 | Sqm | 1345.28 | 0 | 22-23
11 | ACT0037 | VRCC M25 design mix Concrete for Slab 100mm | 22.14 | Sqm | 947.64 | 20981 | 19-20
17 | ACT0037 | VRCC M25 design mix Concrete for Slab 100mm | 0 | Sqm | 980.15 | 0 | 20-21
11 | ACT0037 | VRCC M25 design mix Concrete for Slab 100mm | 0 | Sqm | 1030.93 | 0 | 21-22
11 | ACT0037 | VRCC M25 design mix Concrete for Slab 100mm | 0 | Sqm | 1059.52 | 0 | 22-23
18 | ACT0037 | VRCC M25 design mix Concrete for Slab 50mm | 0 | Sqm | 471.03 | 0 | 19-20
11 | ACT0037 | VRCC M25 design mix Concrete for Slab 50mm | 0 | Sqm | 487.1 | 0 | 20-21
11 | ACT0037 | VRCC M25 design mix Concrete for Slab 50mm | 0 | Sqm | 512.26 | 0 | 21-22
11 | ACT0037 | VRCC M25 design mix Concrete for Slab 50mm | 0 | Sqm | 526.3 | 0 | 22-23
15 | ACT0037 | VRCC M25 design mix Concrete for Slab 25mm | 0 | Sqm | 348.26 | 0 | 19-20
15 | ACT0037 | VRCC M25 design mix Concrete for Slab 25mm | 0 | Sqm | 359.05 | 0 | 20-21
15 | ACT0037 | VRCC M25 design mix Concrete for Slab 25mm | 0 | Sqm | 378.13 | 0 | 21-22
15 | ACT0037 | VRCC M25 design mix Concrete for Slab 25mm | 0 | Sqm | 385.15 | 0 | 22-23
13 | ACT0034 | VRCC M25 design mix Concrete for Lintels | 1.21 | Cum | 9288.88 | 11240 | 19-20
14 | ACT0034 | VRCC M25 design mix Concrete for Lintels | 0 | Cum | 9638.93 | 0 | 20-21
15 | ACT0034 | VRCC M25 design mix Concrete for Lintels | 0 | Cum | 10171.82 | 0 | 21-22
15 | ACT0034 | VRCC M25 design mix Concrete for Lintels | 0 | Cum | 10584.6 | 0 | 22-23
14 | ACT0035 | VRCC M25 design mix Concrete for Sunshades | 7.5 | Rm | 474.84 | 3561 | 19-20
15 | ACT0035 | VRCC M25 design mix Concrete for Sunshades | 0 | Rm | 482.91 | 0 | 20-21
17 | ACT0035 | VRCC M25 design mix Concrete for Sunshades | 0 | Rm | 507.8 | 0 | 21-22
17 | ACT0035 | VRCC M25 design mix Concrete for Sunshades | 0 | Rm | 518.52 | 0 | 22-23
20 | ACT0052 | impervious coat over roof slab-12mm | 0 | Sqm | 259.97 | 0 | 19-20
23 | ACT0052 | impervious coat over roof slab-12mm | 0 | Sqm | 280.03 | 0 | 20-21
20 | ACT0052 | impervious coat over roof slab-12mm | 0 | Sqm | 297.22 | 0 | 21-22
20 | ACT0052 | impervious coat over roof slab-12mm | 0 | Sqm | 315.69 | 0 | 22-23
24 | ACT0052 | impervious coat over roof slab-20mm | 0 | Sqm | 330.39 | 0 | 19-20
16 | ACT0052 | impervious coat over roof slab-20mm | 0 | Sqm | 357.62 | 0 | 20-21
16 | ACT0052 | impervious coat over roof slab-20mm | 0 | Sqm | 380.75 | 0 | 21-22
16 | ACT0052 | impervious coat over roof slab-20mm | 0 | Sqm | 405.78 | 0 | 22-23
15 | ACT0596 | PCC M25 for Steps | 0 | Cum | 4946.17 | 0 | 19-20
15 | ACT0596 | PCC M25 for Steps | 0 | Cum | 5115.52 | 0 | 20-21
15 | ACT0596 | PCC M25 for Steps | 0 | Cum | 5349.07 | 0 | 21-22
15 | ACT0596 | PCC M25 for Steps | 0 | Cum | 5601.67 | 0 | 22-23
16 | ACT0198 | RR Masonary in CM (1:6) for basement | 0 | Cum | 3154.94 | 0 | 19-20
16 | ACT0198 | RR Masonary in CM (1:6) for basement | 0 | Cum | 3350.54 | 0 | 20-21
16 | ACT0198 | RR Masonary in CM (1:6) for basement | 0 | Cum | 3615.16 | 0 | 21-22
16 | ACT0198 | RR Masonary in CM (1:6) for basement | 0 | Cum | 3828.35 | 0 | 22-23
16 | ACT0201 | Brick masonery in CM (1:8) for basement | 22.57 | Cum | 5588.95 | 126143 | 19-20
17 | ACT0201 | Brick masonery in CM (1:8) for basement | 0 | Cum | 5751.77 | 0 | 20-21
26 | ACT0201 | Brick masonery in CM (1:8) for basement | 0 | Cum | 6154.11 | 0 | 21-22
18 | ACT0201 | Brick masonery in CM (1:8) for basement | 0 | Cum | 6869.83 | 0 | 22-23
17 | ACT0594 | Brick masonery in CM (1:6) for superstructure | 17.52 | Cum | 5645.35 | 98907 | 19-20
18 | ACT0594 | Brick masonery in CM (1:6) for superstructure | 0 | Cum | 5808.17 | 0 | 20-21
29 | ACT0594 | Brick masonery in CM (1:6) for superstructure | 0 | Cum | 6210.51 | 0 | 21-22
20 | ACT0594 | Brick masonery in CM (1:6) for superstructure | 0 | Cum | 6926.23 | 0 | 22-23
18 | ACT0202 | RBM for partition walls (11.5 cm thick) | 78.33 | Sqm | 710.66 | 55666 | 19-20
19 | ACT0202 | RBM for partition walls (11.5 cm thick) | 0 | Sqm | 732.88 | 0 | 20-21
23 | ACT0202 | RBM for partition walls (11.5 cm thick) | 0 | Sqm | 782.58 | 0 | 21-22
23 | ACT0202 | RBM for partition walls (11.5 cm thick) | 0 | Sqm | 865.32 | 0 | 22-23
21 | ACT0197 | Fly ash cement bricks | 0 | Sqm | 5224.74 | 0 | 19-20
21 | ACT0197 | Fly ash cement bricks | 0 | Sqm | 5403.93 | 0 | 20-21
21 | ACT0197 | Fly ash cement bricks | 0 | Sqm | 5899.35 | 0 | 21-22
21 | ACT0197 | Fly ash cement bricks | 0 | Sqm | 6281.37 | 0 | 22-23
18 |  | RCM drop wall | 0 | Sqm | 1815.79 | 0 | 19-20
18 |  | RCM drop wall | 0 | Sqm | 1966.77 | 0 | 20-21
18 |  | RCM drop wall | 0 | Sqm | 2093.16 | 0 | 21-22
18 |  | RCM drop wall | 0 | Sqm | 2232.97 | 0 | 22-23
19 | ACT0537 | Ornamental Plastering 12mm thick to ceiling | 134.56 | Sqm | 264.94 | 35650 | 19-20
20 | ACT0203 | Ornamental Plastering 12mm thick to ceiling | 0 | Sqm | 284 | 0 | 20-21
32 | ACT0203 | Ornamental Plastering 12mm thick to ceiling | 0 | Sqm | 300.93 | 0 | 21-22
23 | ACT0203 | Ornamental Plastering 12mm thick to ceiling | 0 | Sqm | 318.2 | 0 | 22-23
22 | ACT0061 | Plastering 12mm thick inside in single coats | 0 | Sqm | 242.02 | 0 | 19-20
22 | ACT0061 | Plastering 12mm thick inside in single coats | 0 | Sqm | 261.07 | 0 | 20-21
22 | ACT0061 | Plastering 12mm thick inside in single coats | 0 | Sqm | 277.43 | 0 | 21-22
22 | ACT0061 | Plastering 12mm thick inside in single coats | 0 | Sqm | 294.71 | 0 | 22-23
20 | ACT0441 | Plastering 20mm thick single coat | 0 | Sqm | 259.87 | 0 | 19-20
23 | ACT0441 | Plastering 20mm thick single coat | 0 | Sqm | 279.49 | 0 | 20-21
23 | ACT0441 | Plastering 20mm thick single coat | 0 | Sqm | 297.13 | 0 | 21-22
23 | ACT0441 | Plastering 20mm thick single coat | 0 | Sqm | 314.9 | 0 | 22-23
21 | ACT0204 | Plastering 12mm thick double coat | 263.18 | Sqm | 317.8 | 83639 | 19-20
21 | ACT0204 | Plastering 12mm thick double coat | 0 | Sqm | 343.65 | 0 | 20-21
34 | ACT0204 | Plastering 12mm thick double coat | 0 | Sqm | 364.75 | 0 | 21-22
25 | ACT0204 | Plastering 12mm thick double coat | 0 | Sqm | 388.21 | 0 | 22-23
22 | ACT0205 | Plastering 20mm thick double coat | 125.81 | Sqm | 331.15 | 41662 | 19-20
22 | ACT0205 | Plastering 20mm thick double coat | 0 | Sqm | 357.58 | 0 | 20-21
36 | ACT0205 | Plastering 20mm thick double coat | 0 | Sqm | 380.06 | 0 | 21-22
27 | ACT0205 | Plastering 20mm thick double coat | 0 | Sqm | 404.02 | 0 | 22-23
37 | ACT0079 | Flooring with vitrified tiles | 0 | Sqm | 991.04 | 0 | 19-20
23 | ACT0079 | Flooring with vitrified tiles | 0 | Sqm | 1019.43 | 0 | 20-21
29 | ACT0079 | Flooring with vitrified tiles | 0 | Sqm | 1041.26 | 0 | 21-22
29 | ACT0079 | Flooring with vitrified tiles | 0 | Sqm | 1067.36 | 0 | 22-23
31 | ACT0080 | Providing skirting to vitrified tiles | 0 | Sqm | 986.97 | 0 | 19-20
24 | ACT0080 | Providing skirting to vitrified tiles | 0 | Sqm | 1015.1 | 0 | 20-21
31 | ACT0080 | Providing skirting to vitrified tiles | 0 | Sqm | 1036.32 | 0 | 21-22
31 | ACT0080 | Providing skirting to vitrified tiles | 0 | Sqm | 1062.03 | 0 | 22-23
32 | ACT0200 | Flooring with Granite stones | 0 | sqm | 2828.1 | 0 | 19-20
25 | ACT0200 | Flooring with Granite stones | 0 | sqm | 2886.61 | 0 | 20-21
32 | ACT0200 | Flooring with Granite stones | 0 | sqm | 2942.62 | 0 | 21-22
23 | ACT0571 | Flooring with Granite stones | 87.66 | sqm | 3115.07 | 273067 | 22-23
33 |  | skirting to internal walls with Granite stones | 0 | Sqm | 2667.63 | 0 | 19-20
33 |  | skirting to internal walls with Granite stones | 0 | Sqm | 2708.07 |  | 20-21 | 0
33 |  | skirting to internal walls with Granite stones | 0 | Sqm | 2747.34 | 0 | 21-22
24 | ACT0572 | skirting to internal walls with Granite stones | 6.73 | Sqm | 2905.43 | 19554 | 22-23
42 | ACT0251 | Flooring with Terrazo tiles | 0 | Sqm | 605.58 | 0 | 19-20
42 | ACT0251 | Flooring with Terrazo tiles | 0 | Sqm | 646.33 | 0 | 20-21
42 | ACT0251 | Flooring with Terrazo tiles | 0 | Sqm | 653.95 | 0 | 21-22
42 | ACT0251 | Flooring with Terrazo tiles | 0 | Sqm | 744.7 | 0 | 22-23
43 |  | skirting to internal walls with Terrazo tiles | 0 | Sqm | 623.67 | 0 | 19-20
43 |  | skirting to internal walls with Terrazo tiles | 0 | Sqm | 651.8 | 0 | 20-21
43 |  | skirting to internal walls with Terrazo tiles | 0 | Sqm | 673.02 | 0 | 21-22
43 |  | skirting to internal walls with Terrazo tiles | 0 | Sqm | 750.18 | 0 | 22-23
31 | ACT0081 | Flooring with Ceramic non skid tiles | 0 | Sqm | 726.78 | 0 | 19-20
26 | ACT0081 | Flooring with Ceramic non skid tiles | 0 | Sqm | 754.91 | 0 | 20-21
31 | ACT0081 | Flooring with Ceramic non skid tiles | 0 | Sqm | 776.13 | 0 | 21-22
31 | ACT0081 | Flooring with Ceramic non skid tiles | 4.2 | Sqm | 801.83 | 3368 | 22-23
32 | ACT0071 | Dadoing with Glazed tiles | 0 | Sqm | 487.61 | 0 | 19-20
32 | ACT0071 | Dadoing with Glazed tiles | 0 | Sqm | 496.21 | 0 | 20-21
32 | ACT0071 | Dadoing with Glazed tiles | 0 | Sqm | 503.67 | 0 | 21-22
32 | ACT0071 | Dadoing with Glazed tiles | 17.67 | Sqm | 518.15 | 9156 | 22-23
26 |  | Pressed floor tiles | 0 | Sqm | 911.63 | 0 | 19-20
26 |  | Pressed floor tiles | 0 | Sqm | 950.67 | 0 | 20-21
38 |  | Pressed floor tiles | 0 | Sqm | 981.79 | 0 | 21-22
26 |  | Pressed floor tiles | 0 | Sqm | 1017.93 | 0 | 22-23
|  | Precasted blocks for flooring | 0 | Sqm | 489 | 0 | 19-20
|  | Precasted blocks for flooring | 0 | Sqm | 489 | 0 | 20-21
|  | Precasted blocks for flooring | 0 | Sqm | 510 | 0 | 21-22
|  | Precasted blocks for flooring | 0 | Sqm | 610 | 0 | 22-23
|  | Gronolithic flooring | 0 | Sqm | 288.71 | 0 | 19-20
|  | Gronolithic flooring | 0 | Sqm | 309.07 | 0 | 20-21
|  | Gronolithic flooring | 0 | Sqm | 325.58 | 0 | 21-22
|  | Gronolithic flooring | 0 | Sqm | 345.47 | 0 | 22-23
30 | ACT0062 | White washing one coat with whiting | 0 | Sqm | 19.87 | 0 | 19-20
30 | ACT0062 | White washing one coat with whiting | 0 | Sqm | 21.19 | 0 | 20-21
30 | ACT0062 | White washing one coat with whiting | 0 | Sqm | 22.35 | 0 | 21-22
30 | ACT0062 | White washing one coat with whiting | 0 | Sqm | 24.05 | 0 | 22-23
25 | ACT0078 | Providing and applying Wall putty | 0 | Sqm | 148.07 | 0 | 19-20
27 | ACT0078 | Providing and applying Wall putty | 0 | Sqm | 155.29 | 0 | 20-21
39 | ACT0078 | Providing and applying Wall putty | 0 | Sqm | 160.76 | 0 | 21-22
35 | ACT0078 | Providing and applying Wall putty | 249.18 | Sqm | 173.73 | 43290 | 22-23
37 | ACT0084 | Painting with Emulsion paint for inernal walls GF | 0 | Sqm | 122.02 | 0 | 19-20
28 | ACT0084 | Painting with Emulsion paint for inernal walls GF | 0 | Sqm | 129.35 | 0 | 20-21
40 | ACT0084 | Painting with Emulsion paint for inernal walls GF | 0 | Sqm | 134.97 | 0 | 21-22
26 | ACT0084 | Painting with Emulsion paint for inernal walls GF | 0 | Sqm | 146.82 | 0 | 22-23
39 | ACT0085 | Painting with Emulsion paint for external walls GF | 0 | Sqm | 166.22 | 0 | 19-20
29 | ACT0085 | Painting with Emulsion paint for external walls GF | 0 | Sqm | 177.63 | 0 | 20-21
39 | ACT0085 | Painting with Emulsion paint for external walls GF | 0 | Sqm | 186.27 | 0 | 21-22
27 | ACT0085 | Painting with Emulsion paint for external walls GF | 0 | Sqm | 200.84 | 0 | 22-23
30 | ACT0060 | Supply & applying Poly-Urethane Water Proof Polish | 0 | Sqm | 786.87 | 0 | 19-20
30 | ACT0060 | Supply & applying Poly-Urethane Water Proof Polish | 0 | Sqm | 849.67 | 0 | 20-21
30 | ACT0060 | Supply & applying Poly-Urethane Water Proof Polish | 0 | Sqm | 897.27 | 0 | 21-22
30 | ACT0060 | Supply & applying Poly-Urethane Water Proof Polish | 0 | Sqm | 968.78 | 0 | 22-23
41 | ACT0527 | Cost, Supply and Fixing of rolling shutter to Godown | 0 | Sqm | 3198 | 0 | 19-20
30 | ACT0527 | Cost, Supply and Fixing of rolling shutter to Godown | 0 | Sqm | 3198 | 0 | 20-21
41 | ACT0527 | Cost, Supply and Fixing of rolling shutter to Godown | 0 | Sqm | 3500 | 0 | 21-22
28 | ACT0527 | Cost, Supply and Fixing of rolling shutter to Godown | 0 | Sqm | 4025 | 0 | 22-23
32 | ACT0087 | Painting New Wood / iron work with Two coats of ready mixed Synthatic Enamil paint | 0 | Sqm | 172.75 | 0 | 19-20
32 | ACT0087 | Painting New Wood / iron work with Two coats of ready mixed Synthatic Enamil paint | 0 | Sqm | 132.55 | 0 | 20-21
32 | ACT0087 | Painting New Wood / iron work with Two coats of ready mixed Synthatic Enamil paint | 0 | Sqm | 137.6 | 0 | 21-22
32 | ACT0087 | Painting New Wood / iron work with Two coats of ready mixed Synthatic Enamil paint | 0 | Sqm | 149.86 | 0 | 22-23
|  | Painting, Lettering and Picturing to walls | 0 | Sqm | 630 | 0 | 19-20
|  | Painting, Lettering and Picturing to walls | 0 | Sqm | 630 | 0 | 20-21
|  | Painting, Lettering and Picturing to walls | 0 | Sqm | 630 | 0 | 21-22
|  | Painting, Lettering and Picturing to walls | 0 | Sqm | 630 |  | 22-23 | 0
32 |  | 1200mm dia 2" thick Precasted rcc hume rings | 0 | No | 666.66 | 0 | 19-20
32 |  | 1200mm dia 2" thick Precasted rcc hume rings | 0 | No | 666.66 | 0 | 20-21
32 |  | 1200mm dia 2" thick Precasted rcc hume rings | 0 | No | 733.33 | 0 | 21-22
32 |  | 1200mm dia 2" thick Precasted rcc hume rings | 0 | No | 808 | 0 | 22-23
32 |  | 900mm dia 2" thick Precasted rcc hume rings | 0 | No | 500 | 0 | 19-20
32 |  | 900mm dia 2" thick Precasted rcc hume rings | 0 | No | 500 | 0 | 20-21
32 |  | 900mm dia 2" thick Precasted rcc hume rings | 0 | No | 550 | 0 | 21-22
32 |  | 900mm dia 2" thick Precasted rcc hume rings | 0 | No | 606 | 0 | 22-23
50 |  | Precasted hume ring slab | 0 | No | 130 | 0 | 19-20
50 |  | Precasted hume ring slab | 0 | No | 130 | 0 | 20-21
50 |  | Precasted hume ring slab | 0 | No | 143 | 0 | 21-22
50 |  | Precasted hume ring slab | 0 | No | 157 | 0 | 22-23
29 | ACT0053 | Cost of steel | 4.25 | MT | 62198.5 | 264344 | 19-20
32 | ACT0053 | Cost of steel | 0 | MT | 62385 | 0 | 20-21
47 | ACT0053 | Cost of steel | 0 | MT | 79809.5 | 0 | 21-22
47 | ACT0053 | Cost of steel | 0 | MT | 92466 | 0 | 22-23
|  | Construction of First Floor |  |  |  | 0 | 19-20
33 | ACT0584 | VRCC M25 design mix Concrete for Columns | 0 | Cum | 9806.81 | 0 | 19-20
35 | ACT0584 | VRCC M25 design mix Concrete for Columns | 0 | Cum | 10177.17 | 0 | 20-21
35 | ACT0584 | VRCC M25 design mix Concrete for Columns | 0 | Cum | 10761.36 | 0 | 21-22
35 | ACT0584 | VRCC M25 design mix Concrete for Columns | 0 | Cum | 11192.01 | 0 | 22-23
30 | ACT0586 | VRCC M25 design mix Concrete for Beams | 0 | Cum | 9468.13 | 0 | 19-20
34 | ACT0586 | VRCC M25 design mix Concrete for Beams | 0 | Cum | 9694.16 | 0 | 20-21
36 | ACT0586 | VRCC M25 design mix Concrete for Beams | 0 | Cum | 10194.73 | 0 | 21-22
36 | ACT0586 | VRCC M25 design mix Concrete for Beams | 0 | Cum | 10490.18 | 0 | 22-23
31 | ACT0587 | VRCC M25 design mix Concrete for Slab 125mm | 0 | Sqm | 1231.97 | 0 | 19-20
35 | ACT0587 | VRCC M25 design mix Concrete for Slab 125mm | 0 | Sqm | 1269.73 | 0 | 20-21
37 | ACT0587 | VRCC M25 design mix Concrete for Slab 125mm | 0 | Sqm | 1350.57 | 0 | 21-22
37 | ACT0587 | VRCC M25 design mix Concrete for Slab 125mm | 0 | Sqm | 1395.89 | 0 | 22-23
26 | ACT0587 | VRCC M25 design mix Concrete for Slab 100mm | 0 | Sqm | 1107.81 | 0 | 19-20
26 | ACT0587 | VRCC M25 design mix Concrete for Slab 100mm | 0 | Sqm | 1140.19 | 0 | 20-21
26 | ACT0587 | VRCC M25 design mix Concrete for Slab 100mm | 0 | Sqm | 1214.83 | 0 | 21-22
26 | ACT0587 | VRCC M25 design mix Concrete for Slab 100mm | 0 | Sqm | 1253.01 | 0 | 22-23
32 | ACT0590 | VRCC M25 design mix Concrete for Slab 150mm | 0 | Sqm | 1356.12 | 0 | 19-20
36 | ACT0590 | VRCC M25 design mix Concrete for Slab 150mm | 0 | Sqm | 1399.27 | 0 | 20-21
38 | ACT0590 | VRCC M25 design mix Concrete for Slab 150mm | 0 | Sqm | 1486.3 | 0 | 21-22
38 | ACT0590 | VRCC M25 design mix Concrete for Slab 150mm | 0 | Sqm | 1538.77 | 0 | 22-23
58 | ACT0587 | VRCC M25 design mix Concrete for Slab 50mm | 0 | Sqm | 608.35 | 0 | 19-20
58 | ACT0587 | VRCC M25 design mix Concrete for Slab 50mm | 0 | Sqm | 629.79 | 0 | 20-21
58 | ACT0587 | VRCC M25 design mix Concrete for Slab 50mm | 0 | Sqm | 670.91 | 0 | 21-22
58 | ACT0587 | VRCC M25 design mix Concrete for Slab 50mm | 0 | Sqm | 694.54 | 0 | 22-23
58 | ACT0587 | VRCC M25 design mix Concrete for Slab 25mm | 0 | Sqm | 485.58 | 0 | 19-20
58 | ACT0587 | VRCC M25 design mix Concrete for Slab 25mm | 0 | Sqm | 501.74 | 0 | 20-21
58 | ACT0587 | VRCC M25 design mix Concrete for Slab 25mm | 0 | Sqm | 536.78 | 0 | 21-22
58 | ACT0587 | VRCC M25 design mix Concrete for Slab 25mm | 0 | Sqm | 553.39 | 0 | 22-23
33 | ACT0585 | VRCC M25 design mix Concrete for Lintels | 0 | Cum | 9842.01 | 0 | 19-20
37 | ACT0585 | VRCC M25 design mix Concrete for Lintels | 0 | Cum | 10212.37 | 0 | 20-21
54 | ACT0585 | VRCC M25 design mix Concrete for Lintels | 0 | Cum | 10781.86 | 0 | 21-22
54 | ACT0585 | VRCC M25 design mix Concrete for Lintels | 0 | Cum | 11212.51 | 0 | 22-23
34 | ACT0588 | VRCC M25 design mix Concrete for Sunshades | 0 | Rm | 568.35 | 0 | 19-20
38 | ACT0588 | VRCC M25 design mix Concrete for Sunshades | 0 | Rm | 582.94 | 0 | 20-21
56 | ACT0588 | VRCC M25 design mix Concrete for Sunshades | 0 | Rm | 613.88 | 0 | 21-22
56 | ACT0588 | VRCC M25 design mix Concrete for Sunshades | 0 | Rm | 630.35 | 0 | 22-23
41 |  | impervious coat over roof slab-12mm | 0 | Sqm | 278.81 |  | 19-20 | 0
41 |  | impervious coat over roof slab-12mm | 0 | Sqm | 300.63 |  | 20-21 | 0
41 |  | impervious coat over roof slab-12mm | 0 | Sqm | 319.08 | 0 | 21-22
41 |  | impervious coat over roof slab-12mm | 0 | Sqm | 339.16 | 0 | 22-23
61 | ACT00052 | impervious coat over roof slab-20mm | 0 | Sqm | 356.32 | 0 | 19-20
61 | ACT00052 | impervious coat over roof slab-20mm | 0 | Sqm | 385.97 | 0 | 20-21
61 | ACT00052 | impervious coat over roof slab-20mm | 0 | Sqm | 410.82 | 0 | 21-22
61 | ACT00052 | impervious coat over roof slab-20mm | 0 | Sqm | 438.06 | 0 | 22-23
35 | ACT0594 | Brick masonery in CM (1:6) for superstructure | 0 | Cum | 5961.27 | 0 | 19-20
39 | ACT0594 | Brick masonery in CM (1:6) for superstructure | 0 | Cum | 6135.09 | 0 | 20-21
60 | ACT0594 | Brick masonery in CM (1:6) for superstructure | 0 | Cum | 6558.3 | 0 | 21-22
60 | ACT0594 | Brick masonery in CM (1:6) for superstructure | 0 | Cum | 7283.96 | 0 | 22-23
30 | ACT0201 | Brick masonery in CM (1:8) for basement | 0 | Cum | 5904.87 | 0 | 19-20
30 | ACT0201 | Brick masonery in CM (1:8) for basement | 0 | Cum | 6078.69 | 0 | 20-21
30 | ACT0201 | Brick masonery in CM (1:8) for basement | 0 | Cum | 6501.9 | 0 | 21-22
30 | ACT0201 | Brick masonery in CM (1:8) for basement | 0 | Cum | 7227.56 | 0 | 22-23
36 | ACT0202 | Reinforced Brick Masonry for partition walls (11.5 cm thick) i | 0 | Sqm | 767.73 | 0 | 19-20
40 | ACT0202 | Reinforced Brick Masonry for partition walls (11.5 cm thick) i | 0 | Sqm | 791.59 | 0 | 20-21
62 | ACT0202 | Reinforced Brick Masonry for partition walls (11.5 cm thick) i | 0 | Sqm | 845.07 | 0 | 21-22
62 | ACT0202 | Reinforced Brick Masonry for partition walls (11.5 cm thick) i | 0 | Sqm | 929.28 | 0 | 22-23
22 | ACT0202 | Fly ash cement bricks | 0 | Sqm | 5604.44 | 0 | 19-20
22 | ACT0202 | Fly ash cement bricks | 0 | Sqm | 5800.61 | 0 | 20-21
22 | ACT0202 | Fly ash cement bricks | 0 | Sqm | 6321.16 | 0 | 21-22
22 | ACT0202 | Fly ash cement bricks | 0 | Sqm | 6718.55 | 0 | 22-23
23 |  | RCM drop wall | 0 | Sqm | 1906.95 | 0 | 19-20
23 |  | RCM drop wall | 0 | Sqm | 2066.33 | 0 | 20-21
23 |  | RCM drop wall | 0 | Sqm | 2199.03 | 0 | 21-22
23 |  | RCM drop wall | 0 | Sqm | 2346.34 | 0 | 22-23
37 | ACT0564 | Ornamental Plastering 12mm thick to ceiling | 0 | Sqm | 292.7 | 0 | 19-20
41 | ACT0537 | Ornamental Plastering 12mm thick to ceiling | 0 | Sqm | 313.52 | 0 | 20-21
57 | ACT0537 | Ornamental Plastering 12mm thick to ceiling | 0 | Sqm | 332.3 | 0 | 21-22
57 | ACT0537 | Ornamental Plastering 12mm thick to ceiling | 0 | Sqm | 351.17 | 0 | 22-23
57 | ACT0061 | Plastering 12mm thick inside in single coats | 0 | Sqm | 265.42 | 0 | 19-20
57 | ACT0061 | Plastering 12mm thick inside in single coats | 0 | Sqm | 286.25 | 0 | 20-21
57 | ACT0061 | Plastering 12mm thick inside in single coats | 0 | Sqm | 304.16 | 0 | 21-22
57 | ACT0061 | Plastering 12mm thick inside in single coats | 0 | Sqm | 323.04 | 0 | 22-23
58 | ACT0441 | Plastering 20mm thick inside in single coats | 0 | Sqm | 283.28 | 0 | 19-20
58 | ACT0441 | Plastering 20mm thick inside in single coats | 0 | Sqm | 304.66 | 0 | 20-21
58 | ACT0441 | Plastering 20mm thick inside in single coats | 0 | Sqm | 323.85 | 0 | 21-22
58 | ACT0441 | Plastering 20mm thick inside in single coats | 0 | Sqm | 343.23 | 0 | 22-23
38 | ACT0204 | Plastering 12mm thick double coat | 0 | Sqm | 348.66 | 0 | 19-20
42 | ACT0204 | Plastering 12mm thick double coat | 0 | Sqm | 376.98 | 0 | 20-21
59 | ACT0204 | Plastering 12mm thick double coat | 0 | Sqm | 400.13 | 0 | 21-22
59 | ACT0204 | Plastering 12mm thick double coat | 0 | Sqm | 425.82 | 0 | 22-23
39 | ACT0205 | Plastering 20mm thick double coat | 0 | Sqm | 362.01 | 0 | 19-20
43 | ACT0205 | Plastering 20mm thick double coat | 0 | Sqm | 390.9 | 0 | 20-21
61 | ACT0205 | Plastering 20mm thick double coat | 0 | Sqm | 415.44 | 0 | 21-22
61 | ACT0205 | Plastering 20mm thick double coat | 0 | Sqm | 441.63 | 0 | 22-23
47 | ACT0598 | PCC M25 for Steps | 0 | Cum | 5049.21 | 0 | 19-20
47 | ACT0598 | PCC M25 for Steps | 0 | Cum | 5224.62 | 0 | 20-21
47 | ACT0598 | PCC M25 for Steps | 0 | Cum | 5464.2 | 0 | 21-22
47 | ACT0598 | PCC M25 for Steps | 0 | Cum | 5722.81 | 0 | 22-23
63 | ACT0079 | Flooring with vitrified tiles | 0 | Sqm | 1020.01 | 0 | 19-20
44 | ACT0079 | Flooring with vitrified tiles | 0 | Sqm | 1051.09 | 0 | 20-21
63 | ACT0079 | Flooring with vitrified tiles | 0 | Sqm | 1074.81 | 0 | 21-22
63 | ACT0079 | Flooring with vitrified tiles | 0 | Sqm | 1103.39 | 0 | 22-23
65 | ACT0080 | Providing skirting to internal walls to 15 cm height | 0 | Sqm | 1015.94 | 0 | 19-20
45 | ACT0080 | Providing skirting to internal walls to 15 cm height | 0 | Sqm | 1046.76 | 0 | 20-21
65 | ACT0080 | Providing skirting to internal walls to 15 cm height | 0 | Sqm | 1069.87 | 0 | 21-22
65 | ACT0080 | Providing skirting to internal walls to 15 cm height | 0 | Sqm | 1098.05 | 0 | 22-23
66 | ACT0200 | Flooring with Granite stones | 0 | sqm | 2881.3 | 0 | 19-20
46 | ACT0200 | Flooring with Granite stones | 0 | sqm | 2944.91 | 0 | 20-21
66 | ACT0200 | Flooring with Granite stones | 0 | sqm | 3004.62 | 0 | 21-22
40 | ACT0571 | Flooring with Granite stones | 0 | sqm | 3181.62 | 0 | 22-23
67 |  | Skirting with Granite stones | 0 | Sqm | 2704.03 | 0 | 19-20
67 |  | Skirting with Granite stones | 0 | Sqm | 2747.8 |  | 20-21 | 0
67 |  | Skirting with Granite stones | 0 | Sqm | 2789.27 | 0 | 21-22
41 | ACT0572 | Skirting with Granite stones | 0 | Sqm | 2950.54 | 0 | 22-23
71 | ACT0251 | Flooring with Terrazo tiles | 0 | Sqm | 633.27 | 0 | 19-20
71 | ACT0251 | Flooring with Terrazo tiles | 0 | Sqm | 677.99 | 0 | 20-21
71 | ACT0251 | Flooring with Terrazo tiles | 0 | Sqm | 686.13 | 0 | 21-22
71 | ACT0251 | Flooring with Terrazo tiles | 0 | Sqm | 780.73 | 0 | 22-23
72 |  | skirting to internal walls with Terrazo tiles | 0 | Sqm | 652.64 | 0 | 19-20
72 |  | skirting to internal walls with Terrazo tiles | 0 | Sqm | 683.46 | 0 | 20-21
72 |  | skirting to internal walls with Terrazo tiles | 0 | Sqm | 706.57 | 0 | 21-22
72 |  | skirting to internal walls with Terrazo tiles | 0 | Sqm | 786.2 | 0 | 22-23
69 | ACT0081 | Flooring with Ceramic non skid tiles | 0 | Sqm | 755.74 | 0 | 19-20
47 | ACT0081 | Flooring with Ceramic non skid tiles | 0 | Sqm | 786.57 | 0 | 20-21
69 | ACT0081 | Flooring with Ceramic non skid tiles | 0 | Sqm | 809.68 | 0 | 21-22
69 | ACT0081 | Flooring with Ceramic non skid tiles | 0 | Sqm | 837.86 | 0 | 22-23
71 | ACT0071 | Dadoing with Glazed tiles | 0 | Sqm | 494.82 | 0 | 19-20
48 | ACT0071 | Dadoing with Glazed tiles | 0 | Sqm | 504.13 | 0 | 20-21
71 | ACT0071 | Dadoing with Glazed tiles | 0 | Sqm | 512.09 | 0 | 21-22
71 | ACT0071 | Dadoing with Glazed tiles | 0 | Sqm | 527.21 | 0 | 22-23
32 |  | Pressed floor tiles | 0 | Sqm | 944.79 | 0 | 19-20
32 |  | Pressed floor tiles | 0 | Sqm | 986.93 | 0 | 20-21
32 |  | Pressed floor tiles | 0 | Sqm | 1020.23 | 0 | 21-22
32 |  | Pressed floor tiles | 0 | Sqm | 1059.21 | 0 | 22-23
76 | ACT0062 | White washing three coats with whiting | 0 | Sqm | 21.43 | 0 | 19-20
76 | ACT0062 | White washing three coats with whiting | 0 | Sqm | 22.88 | 0 | 20-21
76 | ACT0062 | White washing three coats with whiting | 0 | Sqm | 24.15 | 0 | 21-22
76 | ACT0062 | White washing three coats with whiting | 0 | Sqm | 25.98 | 0 | 22-23
42 | ACT0078 | Providing and applying synthetic plaster putty | 0 | Sqm | 156.41 | 0 | 19-20
49 | ACT0078 | Providing and applying synthetic plaster putty | 0 | Sqm | 164.34 | 0 | 20-21
72 | ACT0078 | Providing and applying synthetic plaster putty | 0 | Sqm | 170.35 | 0 | 21-22
72 | ACT0078 | Providing and applying synthetic plaster putty | 0 | Sqm | 184.03 | 0 | 22-23
74 | ACT0084 | Painting with Emulsion paint for internal walls | 0 | Sqm | 131.45 | 0 | 19-20
50 | ACT0084 | Painting with Emulsion paint for inernal walls | 0 | Sqm | 139.51 | 0 | 20-21
74 | ACT0084 | Painting with Emulsion paint for inernal walls | 0 | Sqm | 145.68 | 0 | 21-22
43 | ACT0084 | Painting with Emulsion paint for inernal walls | 0 | Sqm | 158.36 | 0 | 22-23
76 | ACT0085 | Painting with Emulsion paint for external walls | 0 | Sqm | 179.47 | 0 | 19-20
51 | ACT0085 | Painting with Emulsion paint for external walls | 0 | Sqm | 192.01 | 0 | 20-21
76 | ACT0085 | Painting with Emulsion paint for external walls | 0 | Sqm | 201.51 | 0 | 21-22
44 | ACT0085 | Painting with Emulsion paint for external walls | 0 | Sqm | 217.22 | 0 | 22-23
45 | ACT0053 | Cost of steel | 0 | MT | 63243.5 | 0 | 19-20
53 | ACT0053 | Cost of steel | 0 | MT | 63510 | 0 | 20-21
84 | ACT0053 | Cost of steel | 0 | MT | 80999.5 | 0 | 21-22
84 | ACT0053 | Cost of steel | 0 | MT | 93741 | 0 | 22-23
|  | Construction of Second Floor |  |  |  | 0 | 19-20
46 | ACT0591 | VRCC M25 design mix Concrete for Columns | 0 | Cum | 10542.14 | 0 | 19-20
54 | ACT0591 | VRCC M25 design mix Concrete for Columns | 0 | Cum | 10932.8 | 0 | 20-21
85 | ACT0591 | VRCC M25 design mix Concrete for Columns | 0 | Cum | 11565.1 | 0 | 21-22
85 | ACT0591 | VRCC M25 design mix Concrete for Columns | 0 | Cum | 12013.61 | 0 | 22-23
47 | ACT0592 | VRCC M25 design mix Concrete for Beams | 0 | Cum | 10021.1 | 0 | 19-20
55 | ACT0592 | VRCC M25 design mix Concrete for Beams | 0 | Cum | 10257.99 | 0 | 20-21
86 | ACT0592 | VRCC M25 design mix Concrete for Beams | 0 | Cum | 10793.54 | 0 | 21-22
86 | ACT0592 | VRCC M25 design mix Concrete for Beams | 0 | Cum | 11098.56 | 0 | 22-23
54 | ACT0595 | VRCC M25 design mix Concrete for Slab 125mm | 0 | Sqm | 1395.34 | 0 | 19-20
56 | ACT0595 | VRCC M25 design mix Concrete for Slab 125mm | 0 | Sqm | 1443.96 | 0 | 20-21
87 | ACT0595 | VRCC M25 design mix Concrete for Slab 125mm | 0 | Sqm | 1539.28 | 0 | 21-22
87 | ACT0595 | VRCC M25 design mix Concrete for Slab 125mm | 0 | Sqm | 1594.17 | 0 | 22-23
48 | ACT0595 | VRCC M25 design mix Concrete for Slab 100mm | 0 | Sqm | 1271.18 | 0 | 19-20
26 | ACT0595 | VRCC M25 design mix Concrete for Slab 100mm | 0 | Sqm | 1314.42 | 0 | 20-21
26 | ACT0595 | VRCC M25 design mix Concrete for Slab 100mm | 0 | Sqm | 1403.54 | 0 | 21-22
26 | ACT0595 | VRCC M25 design mix Concrete for Slab 100mm | 0 | Sqm | 1451.29 | 0 | 22-23
57 | ACT0590 | VRCC M25 design mix Concrete for Slab 150mm | 0 | Sqm | 1519.49 | 0 | 19-20
57 | ACT0590 | VRCC M25 design mix Concrete for Slab 150mm | 0 | Sqm | 1573.5 | 0 | 20-21
57 | ACT0590 | VRCC M25 design mix Concrete for Slab 150mm | 0 | Sqm | 1675.01 | 0 | 21-22
57 | ACT0590 | VRCC M25 design mix Concrete for Slab 150mm | 0 | Sqm | 1737.05 | 0 | 22-23
58 | ACT0595 | VRCC M25 design mix Concrete for Slab 50mm | 0 | Sqm | 747.27 | 0 | 19-20
58 | ACT0595 | VRCC M25 design mix Concrete for Slab 50mm | 0 | Sqm | 779.57 | 0 | 20-21
58 | ACT0595 | VRCC M25 design mix Concrete for Slab 50mm | 0 | Sqm | 831.97 | 0 | 21-22
58 | ACT0595 | VRCC M25 design mix Concrete for Slab 50mm | 0 | Sqm | 865.17 | 0 | 22-23
58 | ACT0595 | VRCC M25 design mix Concrete for Slab 25mm | 0 | Sqm | 624.5 | 0 | 19-20
58 | ACT0595 | VRCC M25 design mix Concrete for Slab 25mm | 0 | Sqm | 651.52 | 0 | 20-21
58 | ACT0595 | VRCC M25 design mix Concrete for Slab 25mm | 0 | Sqm | 697.84 | 0 | 21-22
58 | ACT0595 | VRCC M25 design mix Concrete for Slab 25mm | 0 | Sqm | 724.02 | 0 | 22-23
59 | ACT0585 | VRCC M25 design mix Concrete for Lintels | 0 | Cum | 10426.34 | 0 | 19-20
59 | ACT0585 | VRCC M25 design mix Concrete for Lintels | 0 | Cum | 10817 | 0 | 20-21
59 | ACT0585 | VRCC M25 design mix Concrete for Lintels | 0 | Cum | 11426.3 | 0 | 21-22
59 | ACT0585 | VRCC M25 design mix Concrete for Lintels | 0 | Cum | 11874.81 | 0 | 22-23
60 | ACT0588 | VRCC M25 design mix Concrete for Sunshades | 0 | Rm | 663.66 | 0 | 19-20
60 | ACT0588 | VRCC M25 design mix Concrete for Sunshades | 0 | Rm | 684.77 | 0 | 20-21
60 | ACT0588 | VRCC M25 design mix Concrete for Sunshades | 0 | Rm | 722.51 | 0 | 21-22
60 | ACT0588 | VRCC M25 design mix Concrete for Sunshades | 0 | Rm | 744.73 | 0 | 22-23
60 |  | impervious coat over roof slab-12mm | 0 | Sqm | 297.65 | 0 | 19-20
60 |  | impervious coat over roof slab-12mm | 0 | Sqm | 321.24 | 0 | 20-21
60 |  | impervious coat over roof slab-12mm | 0 | Sqm | 340.95 | 0 | 21-22
60 |  | impervious coat over roof slab-12mm | 0 | Sqm | 362.63 | 0 | 22-23
61 | ACT00052 | impervious coat over roof slab-20mm | 0 | Sqm | 382.24 | 0 | 19-20
61 | ACT00052 | impervious coat over roof slab-20mm | 0 | Sqm | 414.32 | 0 | 20-21
61 | ACT00052 | impervious coat over roof slab-20mm | 0 | Sqm | 440.9 | 0 | 21-22
61 | ACT00052 | impervious coat over roof slab-20mm | 0 | Sqm | 470.34 | 0 | 22-23
49 | ACT0594 | Brick masonery in CM (1:6) for superstructure | 0 | Cum | 6307.01 | 0 | 19-20
57 | ACT0594 | Brick masonery in CM (1:6) for superstructure | 0 | Cum | 6491.83 | 0 | 20-21
88 | ACT0594 | Brick masonery in CM (1:6) for superstructure | 0 | Cum | 6937.81 | 0 | 21-22
88 | ACT0594 | Brick masonery in CM (1:6) for superstructure | 0 | Cum | 7673.4 | 0 | 22-23
30 | ACT0201 | Brick masonery in CM (1:8) for basement | 0 | Cum | 6250.61 | 0 | 19-20
58 | ACT0201 | Brick masonery in CM (1:8) for basement | 0 | Cum | 6435.43 | 0 | 20-21
30 | ACT0201 | Brick masonery in CM (1:8) for basement | 0 | Cum | 6881.41 | 0 | 21-22
30 | ACT0201 | Brick masonery in CM (1:8) for basement | 0 | Cum | 7617 | 0 | 22-23
50 | ACT0202 | Reinforced Brick Masonry for partition walls | 0 | Sqm | 830.76 | 0 | 19-20
59 | ACT0202 | Reinforced Brick Masonry for partition walls | 0 | Sqm | 856.26 | 0 | 20-21
89 | ACT0202 | Reinforced Brick Masonry for partition walls | 0 | Sqm | 913.89 | 0 | 21-22
89 | ACT0202 | Reinforced Brick Masonry for partition walls | 0 | Sqm | 999.57 | 0 | 22-23
22 | ACT0202 | Fly ash cement bricks | 0 | Sqm | 6013.96 | 0 | 19-20
22 | ACT0202 | Fly ash cement bricks | 0 | Sqm | 6227.11 | 0 | 20-21
22 | ACT0202 | Fly ash cement bricks | 0 | Sqm | 6774.69 | 0 | 21-22
22 | ACT0202 | Fly ash cement bricks | 0 | Sqm | 7187.45 | 0 | 22-23
51 | ACT0564 | Ornamental Plastering 12mm thick to ceiling | 0 | Sqm | 321.79 | 0 | 19-20
60 | ACT0537 | Ornamental Plastering 12mm thick to ceiling | 0 | Sqm | 344.38 | 0 | 20-21
83 | ACT0537 | Ornamental Plastering 12mm thick to ceiling | 0 | Sqm | 365.08 | 0 | 21-22
83 | ACT0537 | Ornamental Plastering 12mm thick to ceiling | 0 | Sqm | 385.55 | 0 | 22-23
82 | ACT0061 | Plastering 12mm thick inside in single coats | 0 | Sqm | 289.52 | 0 | 19-20
82 | ACT0061 | Plastering 12mm thick inside in single coats | 0 | Sqm | 312.11 | 0 | 20-21
82 | ACT0061 | Plastering 12mm thick inside in single coats | 0 | Sqm | 331.62 | 0 | 21-22
82 | ACT0061 | Plastering 12mm thick inside in single coats | 0 | Sqm | 352.1 | 0 | 22-23
83 | ACT0441 | Plastering 20mm thick inside in single coats | 0 | Sqm | 307.37 | 0 | 19-20
83 | ACT0441 | Plastering 20mm thick inside in single coats | 0 | Sqm | 330.52 | 0 | 20-21
83 | ACT0441 | Plastering 20mm thick inside in single coats | 0 | Sqm | 351.31 | 0 | 21-22
83 | ACT0441 | Plastering 20mm thick inside in single coats | 0 | Sqm | 372.29 | 0 | 22-23
52 | ACT0204 | Plastering 12mm thick double coat | 0 | Sqm | 380.2 | 0 | 19-20
61 | ACT0204 | Plastering 12mm thick double coat | 0 | Sqm | 410.98 | 0 | 20-21
84 | ACT0204 | Plastering 12mm thick double coat | 0 | Sqm | 436.23 | 0 | 21-22
84 | ACT0204 | Plastering 12mm thick double coat | 0 | Sqm | 464.16 | 0 | 22-23
53 | ACT0205 | Plastering 20mm thick double coat | 0 | Sqm | 393.56 | 0 | 19-20
62 | ACT0205 | Plastering 20mm thick double coat | 0 | Sqm | 424.91 | 0 | 20-21
85 | ACT0205 | Plastering 20mm thick double coat | 0 | Sqm | 451.54 | 0 | 21-22
85 | ACT0205 | Plastering 20mm thick double coat | 0 | Sqm | 479.98 | 0 | 22-23
13 | ACT0598 | PCC M25 for Steps | 0 | Cum | 5152.25 | 0 | 19-20
13 | ACT0598 | PCC M25 for Steps | 0 | Cum | 5333.72 | 0 | 20-21
13 | ACT0598 | PCC M25 for Steps | 0 | Cum | 5579.32 | 0 | 21-22
13 | ACT0598 | PCC M25 for Steps | 0 | Cum | 5843.94 | 0 | 22-23
65 | ACT0079 | Flooring with vitrified tiles | 0 | Sqm | 1048.97 | 0 | 19-20
65 | ACT0079 | Flooring with vitrified tiles | 0 | Sqm | 1082.75 | 0 | 20-21
65 | ACT0079 | Flooring with vitrified tiles | 0 | Sqm | 1108.35 | 0 | 21-22
65 | ACT0079 | Flooring with vitrified tiles | 0 | Sqm | 1139.42 | 0 | 22-23
69 | ACT0080 | Providing skirting to internal walls to 15 cm height | 0 | Sqm | 1044.9 | 0 | 19-20
69 | ACT0080 | Providing skirting to internal walls to 15 cm height | 0 | Sqm | 1078.42 | 0 | 20-21
69 | ACT0080 | Providing skirting to internal walls to 15 cm height | 0 | Sqm | 1103.42 | 0 | 21-22
69 | ACT0080 | Providing skirting to internal walls to 15 cm height | 0 | Sqm | 1134.08 | 0 | 22-23
50 | ACT0200 | Flooring with Granite stones | 0 | sqm | 2934.5 | 0 | 19-20
50 | ACT0200 | Flooring with Granite stones | 0 | sqm | 3003.21 | 0 | 20-21
50 | ACT0200 | Flooring with Granite stones | 0 | sqm | 3066.62 | 0 | 21-22
50 | ACT0200 | Flooring with Granite stones | 0 | sqm | 3248.17 | 0 | 22-23
51 |  | Skirting with Granite stones | 0 | Sqm | 2740.43 | 0 | 19-20
51 |  | Skirting with Granite stones | 0 | Sqm | 2787.53 | 0 | 20-21
51 |  | Skirting with Granite stones | 0 | Sqm | 2831.2 | 0 | 21-22
51 |  | Skirting with Granite stones | 0 | Sqm | 2995.66 | 0 | 22-23
71 | ACT0251 | Flooring with Terrazo tiles | 0 | Sqm | 660.95 | 0 | 19-20
71 | ACT0251 | Flooring with Terrazo tiles | 0 | Sqm | 709.65 | 0 | 20-21
71 | ACT0251 | Flooring with Terrazo tiles | 0 | Sqm | 718.32 | 0 | 21-22
71 | ACT0251 | Flooring with Terrazo tiles | 0 | Sqm | 816.76 | 0 | 22-23
72 |  | skirting to internal walls with Terrazo tiles | 0 | Sqm | 681.6 | 0 | 19-20
72 |  | skirting to internal walls with Terrazo tiles | 0 | Sqm | 715.12 | 0 | 20-21
72 |  | skirting to internal walls with Terrazo tiles | 0 | Sqm | 740.12 | 0 | 21-22
72 |  | skirting to internal walls with Terrazo tiles | 0 | Sqm | 822.23 | 0 | 22-23
73 | ACT0081 | Flooring with Ceramic non skid tiles | 0 | Sqm | 784.71 | 0 | 19-20
73 | ACT0081 | Flooring with Ceramic non skid tiles | 0 | Sqm | 818.23 | 0 | 20-21
73 | ACT0081 | Flooring with Ceramic non skid tiles | 0 | Sqm | 843.23 | 0 | 21-22
73 | ACT0081 | Flooring with Ceramic non skid tiles | 0 | Sqm | 873.89 | 0 | 22-23
74 | ACT0071 | Dadoing with Glazed tiles | 0 | Sqm | 502.03 | 0 | 19-20
74 | ACT0071 | Dadoing with Glazed tiles | 0 | Sqm | 512.04 | 0 | 20-21
74 | ACT0071 | Dadoing with Glazed tiles | 0 | Sqm | 520.52 | 0 | 21-22
74 | ACT0071 | Dadoing with Glazed tiles | 0 | Sqm | 536.26 | 0 | 22-23
32 |  | Pressed floor tiles | 0 | Sqm | 977.96 | 0 | 19-20
32 |  | Pressed floor tiles | 0 | Sqm | 1023.19 | 0 | 20-21
32 |  | Pressed floor tiles | 0 | Sqm | 1058.68 | 0 | 21-22
32 |  | Pressed floor tiles | 0 | Sqm | 1100.49 | 0 | 22-23
76 | ACT0062 | White washing three coats with whiting | 0 | Sqm | 21.43 | 0 | 19-20
76 | ACT0062 | White washing three coats with whiting | 0 | Sqm | 22.88 | 0 | 20-21
76 | ACT0062 | White washing three coats with whiting | 0 | Sqm | 25.95 | 0 | 21-22
76 | ACT0062 | White washing three coats with whiting | 0 | Sqm | 27.91 | 0 | 22-23
54 | ACT0078 | Providing and applying synthetic plaster putty | 0 | Sqm | 164.74 | 0 | 19-20
84 | ACT0078 | Providing and applying synthetic plaster putty | 0 | Sqm | 173.39 | 0 | 20-21
84 | ACT0078 | Providing and applying synthetic plaster putty | 0 | Sqm | 179.94 | 0 | 21-22
84 | ACT0078 | Providing and applying synthetic plaster putty | 0 | Sqm | 194.34 | 0 | 22-23
86 | ACT0084 | Painting with Emulsion paint for inernal walls | 0 | Sqm | 140.87 | 0 | 19-20
63 | ACT0084 | Painting with Emulsion paint for inernal walls | 0 | Sqm | 149.66 | 0 | 20-21
86 | ACT0084 | Painting with Emulsion paint for inernal walls | 0 | Sqm | 156.4 | 0 | 21-22
55 | ACT0084 | Painting with Emulsion paint for inernal walls | 0 | Sqm | 169.89 | 0 | 22-23
87 | ACT0085 | Painting with Emulsion paint for external walls | 0 | Sqm | 192.71 | 0 | 19-20
64 | ACT0085 | Painting with Emulsion paint for external walls | 0 | Sqm | 206.39 | 0 | 20-21
87 | ACT0085 | Painting with Emulsion paint for external walls | 0 | Sqm | 216.76 | 0 | 21-22
56 | ACT0085 | Painting with Emulsion paint for external walls | 0 | Sqm | 233.59 | 0 | 22-23
57 | ACT0053 | Cost of steel | 0 | MT | 64288.5 | 0 | 19-20
65 | ACT0053 | Cost of steel | 0 | MT | 64635 | 0 | 20-21
96 | ACT0053 | Cost of steel | 0 | MT | 82189.5 | 0 | 21-22
96 | ACT0053 | Cost of steel | 0 | MT | 95016 | 0 | 22-23
|  | Providing Door, Windows, Ventilators and Grills |  |  |  |  | 19-20
48 | ACT0602 | Supply and fixing of Door of size 1.20 x 2.10mt | 0 | No | 20396.34 | 0 | 19-20
66 | ACT0602 | Supply and fixing of Door of size 1.20 x 2.10mt | 0 | No | 20396.34 | 0 | 20-21
49 | ACT0602 | Supply and fixing of Door of size 1.20 x 2.10mt | 0 | No | 18903.09 | 0 | 21-22
90 |  | Supply and fixing of Door of size 1.20 x 2.10mt | 0 | No | 22903.66 |  | 22-23 | 0
50 |  | Supply and fixing of Door of size 0.90 x 2.10mt | 0 | No | 14099.53 | 0 | 19-20
24 |  | Supply and fixing of Door of size 0.90 x 2.10mt | 0 | No | 14099.53 | 0 | 20-21
24 |  | Supply and fixing of Door of size 0.90 x 2.10mt | 0 | No | 12770.46 | 0 | 21-22
24 |  | Supply and fixing of Door of size 0.90 x 2.10mt | 0 | No | 15875.19 | 0 | 22-23
|  | Supply and fixing of Door of size 0.80 x 2.10mt | 0 | No | 13359.1 | 0 | 19-20
|  | Supply and fixing of Door of size 0.80 x 2.10mt | 0 | No | 13359.1 | 0 | 20-21
|  | Supply and fixing of Door of size 0.80 x 2.10mt | 0 | No | 10756.69 | 0 | 21-22
|  | Supply and fixing of Door of size 0.80 x 2.10mt | 0 | No | 15037.22 | 0 | 22-23
90 |  | Supply and fixing of Door of size 0.90 x 2.10mt | 0 | No | 8905.99 | 0 | 19-20
90 |  | Supply and fixing of Door of size 0.90 x 2.10mt | 0 | No | 8905.99 | 0 | 20-21
90 |  | Supply and fixing of Door of size 0.90 x 2.10mt | 0 | No | 9185.38 | 0 | 21-22
90 |  | Supply and fixing of Door of size 0.90 x 2.10mt | 0 | No | 10330.61 | 0 | 22-23
70 |  | Supply and fixing of Door of size 0.75 x 2.10mt | 0 | No | 6334.76 | 0 | 19-20
70 |  | Supply and fixing of Door of size 0.75 x 2.10mt | 0 | No | 6334.76 | 0 | 20-21
70 |  | Supply and fixing of Door of size 0.75 x 2.10mt | 0 | No | 6584.41 | 0 | 21-22
70 |  | Supply and fixing of Door of size 0.75 x 2.10mt | 0 | No | 7015.49 | 0 | 22-23
91 |  | Supply and fixing of Door of size 1.20 x 2.10mt | 0 | No | 10891.57 | 0 | 19-20
67 | ACT0055 | Supply and fixing of Door of size 1.20 x 2.10mt | 0 | No | 4180.61 | 0 | 20-21
91 |  | Supply and fixing of Door of size 1.20 x 2.10mt | 0 | No | 11215.33 | 0 | 21-22
58 | ACT0054 | Supply and fixing of Door of size 1.20 x 2.10mt | 0 | No | 11464.42 | 0 | 22-23
92 |  | Supply and fixing of Door of size 1.20 x 2.10mt | 0 | No | 9855.78 | 0 | 19-20
65 | ACT0055 | Supply and fixing of Door of size 1.20 x 2.10mt | 0 | No | 9855.78 | 0 | 20-21
92 |  | Supply and fixing of Door of size 1.20 x 2.10mt | 0 | No | 10134.49 | 0 | 21-22
92 |  | Supply and fixing of Door of size 1.20 x 2.10mt | 0 | No | 11442.58 | 0 | 22-23
71 |  | Supply and fixing of Door of size 1.05 x 2.10mt | 0 | No | 15555.64 | 0 | 19-20
71 |  | Supply and fixing of Door of size 1.05 x 2.10mt | 0 | No | 15555.64 | 0 | 20-21
71 |  | Supply and fixing of Door of size 1.05 x 2.10mt | 0 | No | 13789.81 | 0 | 21-22
71 |  | Supply and fixing of Door of size 1.05 x 2.10mt | 0 | No | 17517.36 | 0 | 22-23
95 | ACT0056 | Supply and fixing of Door of size 1.05 x 2.10mt | 0 | No | 9631.65 | 0 | 19-20
68 | ACT0056 | Supply and fixing of Door of size 1.05 x 2.10mt | 0 | No | 4472.53 | 0 | 20-21
95 | ACT0056 | Supply and fixing of Door of size 1.05 x 2.10mt | 0 | No | 9936.04 | 0 | 21-22
95 | ACT0056 | Supply and fixing of Door of size 1.05 x 2.10mt | 0 | No | 11186.3 | 0 | 22-23
96 | ACT0523 | WPC door with with Bottom frame | 0 | Sqm | 6011.2 | 0 | 19-20
96 | ACT0523 | WPC door with with Bottom frame | 0 | Sqm | 6011.2 | 0 | 20-21
96 | ACT0523 | WPC door with with Bottom frame | 0 | Sqm | 6057.2 | 0 | 21-22
96 | ACT0523 | WPC door with with Bottom frame | 0 | Sqm | 6958.78 | 0 | 22-23
106 | ACT0523 | WPC door with without Bottom frame | 0 | Sqm | 5617.52 | 0 | 19-20
106 | ACT0523 | WPC door with without Bottom frame | 0 | Sqm | 5617.52 | 0 | 20-21
106 | ACT0523 | WPC door with without Bottom frame | 0 | Sqm | 5663.52 | 0 | 21-22
106 | ACT0523 | WPC door with without Bottom frame | 0 | Sqm | 6508.85 | 0 | 22-23
124 |  | 30mm thick Solid panel PVC door |  |  |  | 0 | 19-20
51 | ACT0526 | Providing and fixing factory made uPVC windows 3track | 0 | Sqm | 8058 | 0 | 19-20
67 | ACT0526 | Providing and fixing factory made uPVC windows 3track | 0 | Sqm | 8058 | 0 | 20-21
69 | ACT0526 | Providing and fixing factory made uPVC windows 3track | 0 | Sqm | 8058 | 0 | 21-22
59 | ACT0526 | Providing and fixing factory made uPVC windows 3track | 0 | Sqm | 8622 | 0 | 22-23
100 | ACT0525 | Providing and fixing factory made uPVC windows 2track | 0 | Sqm | 6038 | 0 | 19-20
68 | ACT0525 | Providing and fixing factory made uPVC windows 2track | 0 | Sqm | 6038 | 0 | 20-21
100 | ACT0525 | Providing and fixing factory made uPVC windows 2track | 0 | Sqm | 6038 | 0 | 21-22
100 | ACT0525 | Providing and fixing factory made uPVC windows 2track | 0 | Sqm | 6460 | 0 | 22-23
98 | ACT0077 | Providing and fixing factory made uPVC windows single track | 0 | Sqm | 5830 | 0 | 19-20
98 | ACT0077 | Providing and fixing factory made uPVC windows single track | 0 | Sqm | 5830 | 0 | 20-21
98 | ACT0077 | Providing and fixing factory made uPVC windows single track | 0 | Sqm | 5830 | 0 | 21-22
98 | ACT0077 | Providing and fixing factory made uPVC windows single track | 0 | Sqm | 6238 | 0 | 22-23
| ACT0532 | Single fixed Louvers Ventilator | 0 | Sqm | 3797 | 0 | 19-20
| ACT0532 | Single fixed Louvers Ventilator | 0 | Sqm | 3797 | 0 | 20-21
| ACT0532 | Single fixed Louvers Ventilator | 0 | Sqm | 3797 | 0 | 21-22
| ACT0532 | Single fixed Louvers Ventilator | 0 | Sqm | 4062 | 0 | 22-23
106 |  | Supplying and fixing of ventilator | 0 | No | 494.94 | 0 | 19-20
106 |  | Supplying and fixing of ventilator | 0 | No | 494.64 | 0 | 20-21
106 |  | Supplying and fixing of ventilator | 0 | No | 520.87 | 0 | 21-22
106 |  | Supplying and fixing of ventilator | 0 | No | 576.98 | 0 | 22-23
99 | ACT0064 | S&F of Cement Jolleys 50mm thick | 0 | Sqm | 513.1 | 0 | 19-20
99 | ACT0064 | S&F of Cement Jolleys 50mm thick | 0 | Sqm | 529.5 | 0 | 20-21
99 | ACT0064 | S&F of Cement Jolleys 50mm thick | 0 | Sqm | 554.35 | 0 | 21-22
99 | ACT0064 | S&F of Cement Jolleys 50mm thick | 0 | Sqm | 604.08 | 0 | 22-23
60 | ACT0066 | Supplying & fixing of Iron Grills | 320 | kgs | 84.01 | 26883 | 19-20
76 | ACT0066 | Supplying & fixing of Iron Grills | 0 | kgs | 82.8 | 0 | 20-21
76 | ACT0066 | Supplying & fixing of Iron Grills | 0 | kgs | 95.89 | 0 | 21-22
61 | ACT0066 | Supplying & fixing of Iron Grills | 0 | kgs | 110.99 | 0 | 22-23
101 |  | Supplying & fixing of Iron Grills | 0 | Sqm | 2353.58 | 0 | 19-20
101 |  | Supplying & fixing of Iron Grills | 0 | Sqm | 2324.02 |  | 20-21 | 0
52 |  | Supplying & fixing of Iron Grills | 0 | Sqm | 2719.44 | 0 | 21-22
101 |  | Supplying & fixing of Iron Grills | 0 | Sqm | 3138.49 | 0 | 22-23
59 |  | Supplying & fixing of MS tube | 0 | Sqm | 106.5 | 0 | 19-20
59 |  | Supplying & fixing of MS tube | 0 | Sqm | 106.5 | 0 | 20-21
59 |  | Supplying & fixing of MS tube | 0 | Sqm | 114.65 | 0 | 21-22
59 |  | Supplying & fixing of MS tube | 0 | Sqm | 126.9 | 0 | 22-23
102 |  | Supplying & fixing of stainless steel hand rail | 0 | Sqm | 2839.34 | 0 | 19-20
102 |  | Supplying & fixing of stainless steel hand rail | 0 | Sqm | 2839.34 |  | 20-21 | 0
102 |  | Supplying & fixing of stainless steel hand rail | 0 | Sqm | 3034.69 | 0 | 21-22
102 |  | Supplying & fixing of stainless steel hand rail | 0 | Sqm | 3345.94 | 0 | 22-23
78 |  | Supplying & fixing of stainless steel RamP | 0 | Sqm | 1258.89 | 0 | 19-20
78 |  | Supplying & fixing of stainless steel RamP | 0 | Sqm | 1258.89 | 0 | 20-21
78 |  | Supplying & fixing of stainless steel RamP | 0 | Sqm | 1357.37 | 0 | 21-22
78 |  | Supplying & fixing of stainless steel RamP | 0 | Sqm | 1514.34 | 0 | 22-23
78 | ACT0076 | Supplying & fixing of stainless steel | 0 | kgs | 470.28 | 0 | 19-20
78 | ACT0076 | Supplying & fixing of stainless steel | 0 | kgs | 470.28 | 0 | 20-21
78 | ACT0076 | Supplying & fixing of stainless steel | 0 | kgs | 508 | 0 | 21-22
78 | ACT0076 | Supplying & fixing of stainless steel | 0 | kgs | 568.35 | 0 | 22-23
110 |  | Full Rounding the edges of Granite stone slabs | 0 | Rm | 412 | 0 | 19-20
110 |  | Full Rounding the edges of Granite stone slabs | 0 | Rm | 412 | 0 | 20-21
110 |  | Full Rounding the edges of Granite stone slabs | 0 | Rm | 438 | 0 | 21-22
110 |  | Full Rounding the edges of Granite stone slabs | 0 | Rm | 453 | 0 | 22-23
|  | Providing & Supply of Water supply and Sanitation items |  |  |  | 0 | 19-20
53 | ACT0125 | S&F of 32mm dia CPVC pipes | 0 | Rm | 193 | 0 | 19-20
37 | ACT0125 | S&F of 32mm dia CPVC pipes | 0 | Rm | 193 | 0 | 20-21
37 | ACT0125 | S&F of 32mm dia CPVC pipes | 0 | Rm | 202 | 0 | 21-22
37 | ACT0125 | S&F of 32mm dia CPVC pipes | 0 | Rm | 214 | 0 | 22-23
54 | ACT0126 | S&F of 25mm dia CPVC pipes | 0 | Rm | 123 | 0 | 19-20
69 | ACT0126 | S&F of 25mm dia CPVC pipes | 0 | Rm | 123 | 0 | 20-21
105 | ACT0126 | S&F of 25mm dia CPVC pipes | 0 | Rm | 129 | 0 | 21-22
105 | ACT0126 | S&F of 25mm dia CPVC pipes | 0 | Rm | 136 | 0 | 22-23
55 | ACT0127 | S&F of 20mm dia CPVC pipes | 0 | Rm | 85 | 0 | 19-20
70 | ACT0127 | S&F of 20mm dia CPVC pipes | 0 | Rm | 85 | 0 | 20-21
56 | ACT0127 | S&F of 20mm dia CPVC pipes | 0 | Rm | 89 | 0 | 21-22
104 | ACT0127 | S&F of 20mm dia CPVC pipes | 0 | Rm | 94 | 0 | 22-23
113 |  | S&F of 25mm dia PVC pies | 0 | Rm | 24 | 0 | 19-20
113 |  | S&F of 25mm dia PVC pies | 0 | Rm | 24 | 0 | 20-21
113 |  | S&F of 25mm dia PVC pies | 0 | Rm | 33 | 0 | 21-22
113 |  | S&F of 25mm dia PVC pies | 0 | Rm | 35 | 0 | 22-23
58 | ACT0179 | Labour charges for CPVC PIPes | 0 | Rm | 31 | 0 | 19-20
71 | ACT0179 | Labour charges for CPVC PIPes | 0 | Rm | 31 | 0 | 20-21
59 | ACT0179 | Labour charges for CPVC PIPes | 0 | Rm | 33 | 0 | 21-22
109 | ACT0179 | Labour charges for CPVC PIPes | 0 | Rm | 33 | 0 | 22-23
60 | ACT0115 | S&F of Bib Type Taps | 0 | No | 349 | 0 | 19-20
72 | ACT0115 | S&F of Bib Type Taps | 0 | No | 349 | 0 | 20-21
111 | ACT0115 | S&F of Bib Type Taps | 0 | No | 366 | 0 | 21-22
111 | ACT0115 | S&F of Bib Type Taps | 0 | No | 387 | 0 | 22-23
61 | ACT0141 | Bibcock cum Health Faucet with 1m long tube and wall hook | 0 | No | 1483 | 0 | 19-20
72 | ACT0141 | Bibcock cum Health Faucet with 1m long tube and wall hook | 0 | No | 2769 | 0 | 20-21
43 | ACT0141 | Bibcock cum Health Faucet with 1m long tube and wall hook | 0 | No | 1554 | 0 | 21-22
43 | ACT0141 | Bibcock cum Health Faucet with 1m long tube and wall hook | 0 | No | 1644 | 0 | 22-23
62 | ACT0120 | S&F of 110mm dia PVC Pipes | 0 | Rm | 136.6667 | 0 | 19-20
73 | ACT0120 | S&F of 110mm dia PVC Pipes | 0 | Rm | 136.6667 | 0 | 20-21
63 | ACT0120 | S&F of 110mm dia PVC Pipes | 0 | Rm | 142 | 0 | 21-22
114 | ACT0120 | S&F of 110mm dia PVC Pipes | 0 | Rm | 149 | 0 | 22-23
64 |  | S&F of 90mm dia PVC Pipes | 0 | Rm | 129.6667 | 0 | 19-20
123 |  | S&F of 90mm dia PVC Pipes | 0 | Rm | 129.6667 | 0 | 20-21
123 |  | S&F of 90mm dia PVC Pipes | 0 | Rm | 135 | 0 | 21-22
123 |  | S&F of 90mm dia PVC Pipes | 0 | Rm | 141.6667 | 0 | 22-23
65 | ACT0121 | S&F of 75mm dia PVC Pipes | 0 | Rm | 81.3333 | 0 | 19-20
74 | ACT0121 | S&F of 75mm dia PVC Pipes | 0 | Rm | 81.3333 | 0 | 20-21
66 | ACT0121 | S&F of 75mm dia PVC Pipes | 0 | Rm | 84.6667 | 0 | 21-22
117 | ACT0121 | S&F of 75mm dia PVC Pipes | 0 | Rm | 89 | 0 | 22-23
67 | ACT0179 | Labour charges for PVC PIPes | 0 | Rm | 70 | 0 | 19-20
75 | ACT0179 | Labour charges for PVC PIPes | 0 | Rm | 70 | 0 | 20-21
68 | ACT0179 | Labour charges for PVC PIPes | 0 | Rm | 74 | 0 | 21-22
119 | ACT0179 | Labour charges for PVC PIPes | 0 | Rm | 79 | 0 | 22-23
69 |  | Inspection chamber |  |  |  |  | 19-20
70 | ACT0108 | S&F of European type water closet | 0 | No | 4776 | 0 | 19-20
76 | ACT0108 | S&F of European type water closet | 0 | No | 4776 | 0 | 20-21
122 | ACT0108 | S&F of European type water closet | 0 | No | 5006 | 0 | 21-22
122 | ACT0108 | S&F of European type water closet | 0 | No | 5297 | 0 | 22-23
80 | ACT0175 | S&F of Indian type water closet | 0 | No | 934 | 0 | 19-20
80 | ACT0175 | S&F of Indian type water closet | 0 | No | 934 | 0 | 20-21
80 | ACT0175 | S&F of Indian type water closet | 0 | No | 979 | 0 | 21-22
80 | ACT0175 | S&F of Indian type water closet | 0 | No | 1036 | 0 | 22-23
71 | ACT0114 | S&F of Wash basin | 0 | No | 1827 | 0 | 19-20
77 | ACT0114 | S&F of Wash basin | 0 | No | 1827 | 0 | 20-21
122 | ACT0114 | S&F of Wash basin | 0 | No | 1915 | 0 | 21-22
122 | ACT0114 | S&F of Wash basin | 0 | No | 2025 | 0 | 22-23
124 | ACT0174 | S&F of Urinals | 0 | No | 2385 | 0 | 19-20
77 | ACT0174 | S&F of Urinals | 0 | No | 2385 | 0 | 20-21
124 | ACT0174 | S&F of Urinals | 0 | No | 2499 | 0 | 21-22
124 | ACT0174 | S&F of Urinals | 0 | No | 2644 | 0 | 22-23
72 | ACT0131 | Nahany trap with Jali- PVC/SWR Pipe fittings | 0 | No | 122 | 0 | 19-20
78 | ACT0131 | Nahany trap with Jali- PVC/SWR Pipe fittings | 0 | No | 86 | 0 | 20-21
126 | ACT0131 | Nahany trap with Jali- PVC/SWR Pipe fittings | 0 | No | 89 | 0 | 21-22
126 | ACT0131 | Nahany trap with Jali- PVC/SWR Pipe fittings | 0 | No | 93 | 0 | 22-23
74 | ACT0135 | S&F of Synthatic Water storage tank | 0 | lt | 6 | 0 | 19-20
79 | ACT0135 | S&F of Synthatic Water storage tank | 0 | lt | 6 | 0 | 20-21
126 | ACT0135 | S&F of Synthatic Water storage tank | 0 | lt | 6 | 0 | 21-22
126 | ACT0135 | S&F of Synthatic Water storage tank | 0 | lt | 9.5 | 0 | 22-23
140 |  | Drilling with165mm dia borewell | 0 | Rm | 446.4 |  | 19-20 | 0
140 |  | Drilling with165mm dia borewell | 0 | Rm | 446.4 |  | 20-21 | 0
140 |  | Drilling with165mm dia borewell | 0 | Rm | 470 | 0 | 21-22
140 |  | Drilling with165mm dia borewell | 0 | Rm | 446.4 | 0 | 22-23
64 |  | Drilling with165mm dia borewell | 0 | Rm | 477.6 |  | 19-20 | 0
64 |  | Drilling with165mm dia borewell | 0 | Rm | 477.6 | 0 | 20-21
64 |  | Drilling with165mm dia borewell | 0 | Rm | 502 | 0 | 21-22
64 |  | Drilling with165mm dia borewell | 0 | Rm | 477.6 | 0 | 22-23
65 |  | Drilling with165mm dia borewell | 0 | Rm | 600 | 0 | 19-20
65 |  | Drilling with165mm dia borewell | 0 | Rm | 535.7 | 0 | 20-21
65 |  | Drilling with165mm dia borewell | 0 | Rm | 563 | 0 | 21-22
65 |  | Drilling with165mm dia borewell | 0 | Rm | 535.7 | 0 | 22-23
142 |  | S&F of 180mm dia casing pipe | 0 | Rm | 325 |  | 19-20 | 0
142 |  | S&F of 180mm dia casing pipe | 0 | Rm | 325 |  | 20-21 | 0
142 |  | S&F of 180mm dia casing pipe | 0 | Rm | 342 | 0 | 21-22
142 |  | S&F of 180mm dia casing pipe | 0 | Rm | 325 | 0 | 22-23
144 |  | S&F of 2 HP Submersible mortor | 0 | No | 18409 |  | 19-20 | 0
144 |  | S&F of 2 HP Submersible mortor | 0 | No | 18526 |  | 20-21 | 0
144 |  | S&F of 2 HP Submersible mortor | 0 | No | 18370 | 0 | 21-22
144 |  | S&F of 2 HP Submersible mortor | 0 | No | 18370 | 0 | 22-23
146 |  | S& F 40 mm HDPE pipe | 0 | Rm | 64 |  | 19-20 | 0
146 |  | S& F 40 mm HDPE pip | 0 | Rm | 59 |  | 20-21 | 0
146 |  | S& F 40 mm HDPE pip | 0 | Rm | 73 | 0 | 21-22
146 |  | S& F 40 mm HDPE pip | 0 | Rm | 85 | 0 | 22-23
148 |  | S&F of 180mm dia bore cap | 0 | No | 109 |  | 19-20 | 0
148 |  | S&F of 180mm dia bore cap | 0 | No | 300 |  | 20-21 | 0
148 |  | S&F of 180mm dia bore cap | 0 | No | 315 | 0 | 21-22
148 |  | S&F of 180mm dia bore cap | 0 | No | 300 | 0 | 22-23
150 |  | S&F of 25mm dia GI pipe | 0 | No | 198 |  | 19-20 | 0
150 |  | S&F of 25mm dia GI pipe | 0 | No | 400 |  | 20-21 | 0
150 |  | S&F of 25mm dia GI pipe | 0 | No | 420 | 0 | 21-22
150 |  | S&F of 25mm dia GI pipe | 0 | No | 400 | 0 | 22-23
154 |  | S&F of 25mm dia GI Bends | 0 | No | 22 |  | 19-20 | 0
154 |  | S&F of 25mm dia GI Bends | 0 | No | 70 |  | 20-21 | 0
154 |  | S&F of 25mm dia GI Bends | 0 | No | 73 | 0 | 21-22
154 |  | S&F of 25mm dia GI Bends | 0 | No | 77 | 0 | 22-23
156 |  | S&F of 25mm dia Clamp set | 0 | No | 145.2 |  | 19-20 | 0
156 |  | S&F of 25mm dia Clamp set | 0 | No | 175 |  | 20-21 | 0
156 |  | S&F of 25mm dia Clamp set | 0 | No | 177 | 0 | 21-22
156 |  | S&F of 25mm dia Clamp set | 0 | No | 194 | 0 | 22-23
154 |  | Supply of 3 core 1.50 sqm flat copper cable | 0 | Rm | 80 |  | 19-20 | 0
154 |  | Supply of 3 core 1.50 sqm flat copper cable | 0 | Rm | 80 |  | 20-21 | 0
154 |  | Supply of 3 core 1.50 sqm flat copper cable | 0 | Rm | 92 | 0 | 21-22
154 |  | Supply of 3 core 1.50 sqm flat copper cable | 0 | Rm | 105 | 0 | 22-23
156 |  | Supply and Transportation of control panel | 0 | No | 4500 |  | 19-20 | 0
156 |  | Supply and Transportation of control panel | 0 | No | 4500 |  | 20-21 | 0
156 |  | Supply and Transportation of control panel | 0 | No | 4950 | 0 | 21-22
156 |  | Supply and Transportation of control panel | 0 | No | 5445 | 0 | 22-23
|  | Providing Electrification items |  |  |  |  | 19-20
62 | ACT0089 | S&F of 25mm dia 2.2 mm thick PVC Conduit pipe | 70 | Rm | 71.04 | 4973 | 19-20
80 | ACT0089 | S&F of 25mm dia 2.2 mm thick PVC Conduit pipe | 0 | Rm | 64.86 | 0 | 20-21
142 | ACT0089 | S&F of 25mm dia 2.2 mm thick PVC Conduit pipe | 0 | Rm | 69.88 | 0 | 21-22
142 | ACT0089 | S&F of 25mm dia 2.2 mm thick PVC Conduit pipe | 0 | Rm | 80.18 | 0 | 22-23
78 | ACT0090 | S&F of 25mm dia 2.2 mm thick PVC Conduit pipe | 0 | Rm | 79.19 | 0 | 19-20
81 | ACT0090 | S&F of 25mm dia 2.2 mm thick PVC Conduit pipe | 0 | Rm | 73.41 | 0 | 20-21
79 | ACT0090 | S&F of 25mm dia 2.2 mm thick PVC Conduit pipe | 0 | Rm | 79.43 | 0 | 21-22
161 | ACT0090 | S&F of 25mm dia 2.2 mm thick PVC Conduit pipe | 0 | Rm | 89.61 | 0 | 22-23
80 |  | Labour for Grooves 2-3mm thick for PVC pipes | 0 | Rm | 55 | 0 | 19-20
58 |  | Labour for Grooves 2-3mm thick for PVC pipes | 0 | Rm | 55 | 0 | 20-21
58 |  | Labour for Grooves 2-3mm thick for PVC pipes | 0 | Rm | 58 | 0 | 21-22
58 |  | Labour for Grooves 2-3mm thick for PVC pipes | 0 | Rm | 64 | 0 | 22-23
145 |  | 200/18 SWG Module box w for 12 Module box | 0 | No | 205 | 0 | 19-20
145 |  | 200/18 SWG Module box w for 12 Module box | 0 | No | 205 |  | 20-21 | 0
145 |  | 200/18 SWG Module box w for 12 Module box | 0 | No | 226 | 0 | 21-22
145 |  | 200/18 SWG Module box w for 12 Module box | 0 | No | 245 | 0 | 22-23
146 |  | 200/18 SWG Module box w for 8 Module box | 0 | No | 170 | 0 | 19-20
146 |  | 200/18 SWG Module box w for 8 Module box | 0 | No | 170 |  | 20-21 | 0
146 |  | 200/18 SWG Module box w for 8 Module box | 0 | No | 187 | 0 | 21-22
146 |  | 200/18 SWG Module box w for 8 Module box | 0 | No | 203 | 0 | 22-23
147 |  | 200/18 SWG Module box w for 6 Module box | 0 | No | 130 | 0 | 19-20
147 |  | 200/18 SWG Module box w for 6 Module box | 0 | No | 130 |  | 20-21 | 0
147 |  | 200/18 SWG Module box w for 6 Module box | 0 | No | 143 | 0 | 21-22
147 |  | 200/18 SWG Module box w for 6 Module box | 0 | No | 155 | 0 | 22-23
148 |  | 200/18 SWG Module box w for 4 Module box | 0 | No | 95 | 0 | 19-20
148 |  | 200/18 SWG Module box w for 4 Module box | 0 | No | 95 |  | 20-21 | 0
148 |  | 200/18 SWG Module box w for 4 Module box | 0 | No | 105 | 0 | 21-22
148 |  | 200/18 SWG Module box w for 4 Module box | 0 | No | 114 | 0 | 22-23
167 |  | 200/18 SWG Module box w for 18 Module box | 0 | No | 335 | 0 | 19-20
167 |  | 200/18 SWG Module box w for 18 Module box | 0 | No | 335 | 0 | 20-21
167 |  | 200/18 SWG Module box w for 18 Module box | 0 | No | 369 | 0 | 21-22
167 |  | 200/18 SWG Module box w for 18 Module box | 0 | No | 400 | 0 | 22-23
168 |  | 200/18 SWG Module box w for 16 Module box | 0 | No | 300 | 0 | 19-20
168 |  | 200/18 SWG Module box w for 16 Module box | 0 | No | 300 | 0 | 20-21
168 |  | 200/18 SWG Module box w for 16 Module box | 0 | No | 331 | 0 | 21-22
168 |  | 200/18 SWG Module box w for 16 Module box | 0 | No | 359 | 0 | 22-23
147 |  | 200/18 SWG Module box w for 2 Module box | 0 | No | 57 | 0 | 19-20
147 |  | 200/18 SWG Module box w for 2 Module box | 0 | No | 57 |  | 20-21 | 0
147 |  | 200/18 SWG Module box w for 2 Module box | 0 | No | 63 | 0 | 21-22
147 |  | 200/18 SWG Module box w for 2 Module box | 0 | No | 68 | 0 | 22-23
81 | ACT0094 | Wiring with run of 2 of 14/0.3mm (1.0 Sq.mm) | 0 | Poi | 383.5 | 0 | 19-20
82 | ACT0094 | Wiring with run of 2 of 14/0.3mm (1.0 Sq.mm) | 0 | Poi | 395.5 | 0 | 20-21
150 | ACT0094 | Wiring with run of 2 of 14/0.3mm (1.0 Sq.mm) | 0 | Poi | 436.33 | 0 | 21-22
150 | ACT0094 | Wiring with run of 2 of 14/0.3mm (1.0 Sq.mm) | 0 | Poi | 481.67 | 0 | 22-23
82 | ACT0094 | Wiring with run of 2 of 14/0.3mm (1.0 Sq.mm) | 0 | Poi | 402.5 | 0 | 19-20
63 | ACT0094 | Wiring with run of 2 of 14/0.3mm (1.0 Sq.mm) | 0 | Poi | 414.5 | 0 | 20-21
63 | ACT0094 | Wiring with run of 2 of 14/0.3mm (1.0 Sq.mm) | 0 | Poi | 457.33 | 0 | 21-22
63 | ACT0094 | Wiring with run of 2 of 14/0.3mm (1.0 Sq.mm) | 0 | Poi | 503.67 | 0 | 22-23
152 | ACT0091 | Supply and Run of 1 of 14/0.3mm (1.00 Sq.mm) | 0 | Rm | 18.59 | 0 | 19-20
83 | ACT0091 | Supply and Run of 1 of 14/0.3mm (1.00 Sq.mm) | 0 | Rm | 19.09 | 0 | 20-21
152 | ACT0091 | Supply and Run of 1 of 14/0.3mm (1.00 Sq.mm) | 0 | Rm | 21.19 | 0 | 21-22
152 | ACT0091 | Supply and Run of 1 of 14/0.3mm (1.00 Sq.mm) | 0 | Rm | 23.55 | 0 | 22-23
83 |  | Supply and Run of 2 of 22/0.3mm (1.50 Sq.mm) | 0 | Rm | 60.7 | 0 | 19-20
155 |  | Supply and Run of 2 of 22/0.3mm (1.50 Sq.mm) | 0 | Rm | 60.7 | 0 | 20-21
155 |  | Supply and Run of 2 of 22/0.3mm (1.50 Sq.mm) | 0 | Rm | 69.83 | 0 | 21-22
155 |  | Supply and Run of 2 of 22/0.3mm (1.50 Sq.mm) | 0 | Rm | 79.48 | 0 | 22-23
84 | ACT0092 | Supply and Run of 2 of 36/0.3mm (2.50 Sq.mm) | 0 | Rm | 64.8731 | 0 | 19-20
84 | ACT0092 | Supply and Run of 2 of 36/0.3mm (2.50 Sq.mm) | 0 | Rm | 65.8685 | 0 | 20-21
155 | ACT0092 | Supply and Run of 2 of 36/0.3mm (2.50 Sq.mm) | 0 | Rm | 74.224 | 0 | 21-22
155 | ACT0092 | Supply and Run of 2 of 36/0.3mm (2.50 Sq.mm) | 0 | Rm | 83.3335 | 0 | 22-23
85 | ACT0093 | Supply and Run of 2 of 56/0.3mm (4.00 Sq.mm) | 0 | Rm | 98.56 | 0 | 19-20
85 | ACT0093 | Supply and Run of 2 of 56/0.3mm (4.00 Sq.mm) | 0 | Rm | 100.05 | 0 | 20-21
155 | ACT0093 | Supply and Run of 2 of 56/0.3mm (4.00 Sq.mm) | 0 | Rm | 112.78 | 0 | 21-22
155 | ACT0093 | Supply and Run of 2 of 56/0.3mm (4.00 Sq.mm) | 0 | Rm | 126.65 | 0 | 22-23
86 |  | Supply and Run of 4 of 84/0.3mm (6.0 Sq.mm) | 0 | Rm | 50.795 | 0 | 19-20
158 |  | Supply and Run of 4 of 84/0.3mm (6.0 Sq.mm) | 0 | Rm | 54.465 |  | 20-21 | 0
158 |  | Supply and Run of 4 of 84/0.3mm (6.0 Sq.mm) | 0 | Rm | 56.314 | 0 | 21-22
158 |  | Supply and Run of 4 of 84/0.3mm (6.0 Sq.mm) | 0 | Rm | 64.563 | 0 | 22-23
159 |  | Supply of Cover frames for 12 module box | 0 | No | 190 | 0 | 19-20
159 |  | Supply of Cover frames for 12 module box | 0 | No | 190 |  | 20-21 | 0
159 |  | Supply of Cover frames for 12 module box | 0 | No | 209 | 0 | 21-22
159 |  | Supply of Cover frames for 12 module box | 0 | No | 209 | 0 | 22-23
160 |  | Supply of Cover frames for 8 module box | 0 | No | 155 | 0 | 19-20
160 |  | Supply of Cover frames for 8 module box | 0 | No | 155 |  | 20-21 | 0
160 |  | Supply of Cover frames for 8 module box | 0 | No | 171 | 0 | 21-22
160 |  | Supply of Cover frames for 8 module box | 0 | No | 171 | 0 | 22-23
161 |  | Supply of Cover frames for 6 module box | 0 | No | 120 | 0 | 19-20
161 |  | Supply of Cover frames for 6 module box | 0 | No | 120 |  | 20-21 | 0
161 |  | Supply of Cover frames for 6 module box | 0 | No | 132 | 0 | 21-22
161 |  | Supply of Cover frames for 6 module box | 0 | No | 132 | 0 | 22-23
162 |  | Supply of Cover frames for 4 module box | 0 | No | 80 | 0 | 19-20
162 |  | Supply of Cover frames for 4 module box | 0 | No | 80 |  | 20-21 | 0
162 |  | Supply of Cover frames for 4 module box | 0 | No | 88 | 0 | 21-22
162 |  | Supply of Cover frames for 4 module box | 0 | No | 88 | 0 | 22-23
65 |  | Supply of Cover frames for 18 module box | 0 | No | 310 | 0 | 19-20
65 |  | Supply of Cover frames for 18 module box | 0 | No | 310 | 0 | 20-21
65 |  | Supply of Cover frames for 18 module box | 0 | No | 341 | 0 | 21-22
65 |  | Supply of Cover frames for 18 module box | 0 | No | 341 | 0 | 22-23
162 |  | Supply of Cover frames for 2 module box | 0 | No | 60 | 0 | 19-20
162 |  | Supply of Cover frames for 2 module box | 0 | No | 60 |  | 20-21 | 0
162 |  | Supply of Cover frames for 2 module box | 0 | No | 66 | 0 | 21-22
162 |  | Supply of Cover frames for 2 module box | 0 | No | 66 | 0 | 22-23
87 | ACT0095 | Supply and fixing of 6A 3/2 pin wall plug socket | 0 | No | 105.531 | 0 | 19-20
86 | ACT0095 | Supply and fixing of 6A 3/2 pin wall plug socket | 0 | No | 109.685 | 0 | 20-21
164 | ACT0095 | Supply and fixing of 6A 3/2 pin wall plug socket | 0 | No | 118.04 | 0 | 21-22
164 | ACT0095 | Supply and fixing of 6A 3/2 pin wall plug socket | 0 | No | 125.735 | 0 | 22-23
165 | ACT0096 | Supply and fixing of 16A 3/2 pin wall plug socket | 0 | No | 344.3 | 0 | 19-20
87 | ACT0096 | Supply and fixing of 16A 3/2 pin wall plug socket | 0 | No | 375.5 | 0 | 20-21
165 | ACT0096 | Supply and fixing of 16A 3/2 pin wall plug socket | 0 | No | 410 | 0 | 21-22
165 | ACT0096 | Supply and fixing of 16A 3/2 pin wall plug socket | 0 | No | 422.5 | 0 | 22-23
89 |  | Supply and fixing of 6A 2 pin wall plug socket | 0 | No | 99.531 | 0 | 19-20
89 |  | Supply and fixing of 6A 2 pin wall plug socket | 0 | No | 103.685 | 0 | 20-21
89 |  | Supply and fixing of 6A 2 pin wall plug socket | 0 | No | 112.04 | 0 | 21-22
89 |  | Supply and fixing of 6A 2 pin wall plug socket | 0 | No | 119.735 | 0 | 22-23
166 |  | Supply and fixing of 6A flush type Neon Indicator. | 0 | No | 18 | 0 | 19-20
166 |  | Supply and fixing of 6A flush type Neon Indicator. | 0 | No | 18 |  | 20-21 | 0
166 |  | Supply and fixing of 6A flush type Neon Indicator. | 0 | No | 20 | 0 | 21-22
166 |  | Supply and fixing of 6A flush type Neon Indicator. | 0 | No | 21 | 0 | 22-23
88 | ACT0100 | S&F of ISI mark batten holder / angle holder | 0 | No | 177.65 | 0 | 19-20
88 | ACT0100 | S&F of ISI mark batten holder / angle holder | 0 | No | 120.75 | 0 | 20-21
167 | ACT0100 | S&F of ISI mark batten holder / angle holder | 0 | No | 122 | 0 | 21-22
167 | ACT0100 | S&F of ISI mark batten holder / angle holder | 0 | No | 127.25 | 0 | 22-23
181 | ACT0098 | S&F of ceiling fan | 0 | No | 2636.625 | 0 | 19-20
181 | ACT0098 | S&F of ceiling fan | 0 | No | 2644.375 | 0 | 20-21
181 | ACT0098 | S&F of ceiling fan | 0 | No | 3020.38 | 0 | 21-22
181 | ACT0098 | S&F of ceiling fan | 0 | No | 3312.185 | 0 | 22-23
89 | ACT0098 | S&F of ceiling fan | 0 | No | 2323 | 0 | 19-20
89 | ACT0098 | S&F of ceiling fan | 0 | No | 2323 | 0 | 20-21
169 | ACT0098 | S&F of ceiling fan | 0 | No | 2671.45 | 0 | 21-22
169 | ACT0098 | S&F of ceiling fan | 0 | No | 2941.12 | 0 | 22-23
90 | ACT0097 | Fan regulator | 0 | No | 237.5 | 0 | 19-20
90 | ACT0097 | Fan regulator | 0 | No | 241 | 0 | 20-21
171 | ACT0097 | Fan regulator | 0 | No | 263 | 0 | 21-22
171 | ACT0097 | Fan regulator | 0 | No | 278 | 0 | 22-23
91 |  | Labour charges for fixing fan | 0 | No | 133.625 | 0 | 19-20
173 |  | Labour charges for fixing fan | 0 | No | 141.375 |  | 20-21 | 0
173 |  | Labour charges for fixing fan | 0 | No | 158.43 | 0 | 21-22
173 |  | Labour charges for fixing fan | 0 | No | 163.065 | 0 | 22-23
92 |  | steel tube down rod for ceiling fan | 0 | No | 126.8 | 0 | 19-20
78 |  | steel tube down rod for ceiling fan | 0 | No | 129.5 | 0 | 20-21
78 |  | steel tube down rod for ceiling fan | 0 | No | 147 | 0 | 21-22
78 |  | steel tube down rod for ceiling fan | 0 | No | 161.5 | 0 | 22-23
175 |  | Fan hook | 0 | No | 252.388 | 0 | 19-20
175 |  | Fan hook | 0 | No | 195.17 |  | 20-21 | 0
175 |  | Fan hook | 0 | No | 208.13 | 0 | 21-22
175 |  | Fan hook | 0 | No | 230.73 | 0 | 22-23
93 | ACT0099 | S&F of Tube light | 0 | No | 404.1 | 0 | 19-20
91 | ACT0099 | S&F of Tube light | 0 | No | 410.5 | 0 | 20-21
177 | ACT0099 | S&F of Tube light | 0 | No | 395.93 | 0 | 21-22
177 | ACT0099 | S&F of Tube light | 0 | No | 406.44 | 0 | 22-23
199 | ACT0102 | S&F of street 20 W light | 0 | No | 1980 | 0 | 19-20
199 | ACT0102 | S&F of street 20 W light | 0 | No | 1980 | 0 | 20-21
199 | ACT0102 | S&F of street 20 W light | 0 | No | 1822 | 0 | 21-22
199 | ACT0102 | S&F of street 20 W light | 0 | No | 1822 | 0 | 22-23
199 | ACT0102 | S&F of street 60 W light | 0 | No | 5900 | 0 | 19-20
199 | ACT0102 | S&F of street 60 W light | 0 | No | 5900 | 0 | 20-21
199 | ACT0102 | S&F of street 60 W light | 0 | No | 5428 | 0 | 21-22
199 | ACT0102 | S&F of street 60 W light | 0 | No | 5428 | 0 | 22-23
94 | ACT0106 | Supply and fixing SPN Distribution board | 0 | No | 2936 | 0 | 19-20
92 | ACT0106 | Supply and fixing SPN Distribution board | 0 | No | 2995 | 0 | 20-21
178 | ACT0106 | Supply and fixing SPN Distribution board | 0 | No | 3255 | 0 | 21-22
178 | ACT0106 | Supply and fixing SPN Distribution board | 0 | No | 3662 | 0 | 22-23
95 |  | Light duty exhaust fan | 0 | No | 1290 | 0 | 19-20
81 |  | Light duty exhaust fan | 0 | No | 1290 | 0 | 20-21
81 |  | Light duty exhaust fan | 0 | No | 1484 | 0 | 21-22
81 |  | Light duty exhaust fan | 0 | No | 1634 | 0 | 22-23
182 | ACT0103 | 2 Nos of 32A, 240V Porcelain Rewirable Fuse Units | 0 | No | 886.8 | 0 | 19-20
93 | ACT0103 | 2 Nos of 32A, 240V Porcelain Rewirable Fuse Units | 0 | No | 905 | 0 | 20-21
182 | ACT0103 | 2 Nos of 32A, 240V Porcelain Rewirable Fuse Units | 0 | No | 1005.6 | 0 | 21-22
182 | ACT0103 | 2 Nos of 32A, 240V Porcelain Rewirable Fuse Units | 0 | No | 1089.96 | 0 | 22-23
96 | ACT0104 | Providng Independent earthing | 0 | No | 3404.82 | 0 | 19-20
94 | ACT0104 | Providng Independent earthing | 0 | No | 3432.82 | 0 | 20-21
184 | ACT0104 | Providng Independent earthing | 0 | No | 3771.935 | 0 | 21-22
184 | ACT0104 | Providng Independent earthing | 0 | No | 4142.425 | 0 | 22-23
3.60 lakhs
1 |  | Clearing light jungle | 0 | Sqm | 6.06 | 0 | 22-23
1 |  | Earthwork excavation for foundation | 0 | Cum | 144.26 | 0 | 22-23
4 |  | PCC (1:4:8) for bed concrete | 0 | Cum | 4583.31 | 0 | 22-23
4 |  | PCC (1:5:10) for bed concrete | 0 | Cum | 4431.03 | 0 | 22-23
3 |  | Filling basement with Selected earth | 0 | Cum | 216.13 | 0 | 22-23
5 |  | Filling basement with Gravel | 0 | Cum | 272.13 | 0 | 22-23
7 |  | Filling basement with Sand filling | 0 | Cum | 1603.13 | 0 | 22-23
10 |  | Refilling with excavated soil | 0 | Cum | 284.4 | 0 | 22-23
6 |  | VRCC M25 design mix Concrete for column footings | 0 | Cum | 8062.18 | 0 | 22-23
7 |  | VRCC M25 design mix Concrete for Pedastal | 0 | Cum | 8501.18 | 0 | 22-23
8 |  | VRCC M25 design mix Concrete for Columns | 0 | Cum | 10417.6 | 0 | 22-23
9 |  | VRCC M25 design mix Concrete for Plinth beam | 0 | Cum | 10162.18 | 0 | 22-23
10 |  | VRCC M25 design mix Concrete for Beams | 0 | Cum | 9921.19 | 0 | 22-23
11 |  | VRCC M25 design mix Concrete for Slab 125mm | 0 | Sqm | 1202.4 | 0 | 22-23
12 |  | VRCC M25 design mix Concrete for Slab 150mm | 0 | Sqm | 1345.28 | 0 | 22-23
11 |  | VRCC M25 design mix Concrete for Slab 100mm | 0 | Sqm | 1059.52 | 0 | 22-23
11 |  | VRCC M25 design mix Concrete for Slab 50mm | 0 | Sqm | 526.3 | 0 | 22-23
15 |  | VRCC M25 design mix Concrete for Slab 25mm | 0 | Sqm | 385.15 | 0 | 22-23
15 |  | VRCC M25 design mix Concrete for Lintels | 0 | Cum | 10584.6 | 0 | 22-23
17 |  | VRCC M25 design mix Concrete for Sunshades | 0 | Rm | 518.52 | 0 | 22-23
20 |  | impervious coat over roof slab-12mm | 0 | Sqm | 315.69 | 0 | 22-23
16 |  | impervious coat over roof slab-20mm | 0 | Sqm | 405.78 | 0 | 22-23
15 |  | PCC M25 for Steps | 0 | Cum | 5601.67 | 0 | 22-23
16 |  | RR Masonary in CM (1:6) for basement | 0 | Cum | 3828.35 | 0 | 22-23
18 |  | Brick masonery in CM (1:8) for basement | 0 | Cum | 6869.83 | 0 | 22-23
20 |  | Brick masonery in CM (1:6) for superstructure | 0 | Cum | 6926.23 | 0 | 22-23
23 |  | Reinforced Brick Masonry for partition walls (11.5 cm thick) i | 0 | Sqm | 865.32 | 0 | 22-23
21 |  | Fly ash cement bricks | 0 | Sqm | 6281.37 | 0 | 22-23
18 |  | RCM drop wall | 0 | Sqm | 2232.97 | 0 | 22-23
23 |  | Ornamental Plastering 12mm thick to ceiling | 0 | Sqm | 318.2 | 0 | 22-23
22 |  | Plastering 12mm thick inside in single coats | 0 | Sqm | 294.71 | 0 | 22-23
23 |  | Plastering 20mm thick single coat | 0 | Sqm | 314.9 | 0 | 22-23
25 |  | Plastering 12mm thick double coat | 0 | Sqm | 388.21 | 0 | 22-23
27 |  | Plastering 20mm thick double coat | 0 | Sqm | 404.02 | 0 | 22-23
2 |  | Flooring with vitrified tiles | 0 | Sqm | 1067.36 | 0 | 22-23
3 |  | Providing skirting to vitrified tiles | 0 | Sqm | 1062.03 | 0 | 22-23
32 |  | Flooring with Granite stones | 0 | sqm | 3115.07 | 0 | 22-23
33 |  | skirting to internal walls with Granite stones | 0 | Sqm | 2905.43 | 0 | 22-23
42 |  | Flooring with Terrazo tiles | 0 | Sqm | 744.7 | 0 | 22-23
43 |  | skirting to internal walls with Terrazo tiles | 0 | Sqm | 750.18 | 0 | 22-23
4 |  | Flooring with Ceramic non skid tiles | 0 | Sqm | 801.83 | 0 | 22-23
5 |  | Dadoing with Glazed tiles | 0 | Sqm | 518.15 | 0 | 22-23
26 |  | Pressed floor tiles | 22.14 | Sqm | 1017.93 | 22537 | 22-23
|  | Precasted blocks for flooring | 0 | Sqm | 610 | 0 | 22-23
|  | Gronolithic flooring | 0 | Sqm | 345.47 | 0 | 22-23
30 |  | White washing one coat with whiting | 0 | Sqm | 24.05 | 0 | 22-23
35 |  | Providing and applying Wall putty | 0 | Sqm | 173.73 | 0 | 22-23
37 |  | Painting with Emulsion paint for inernal walls GF | 268.64 | Sqm | 146.82 | 39442 | 22-23
39 |  | Painting with Emulsion paint for external walls GF | 223.53 | Sqm | 200.84 | 44894 | 22-23
30 |  | Supply & applying Poly-Urethane Water Proof Polish | 14.88 | Sqm | 968.78 | 14415 | 22-23
41 |  | Cost, Supply and Fixing of rolling shutter to Godown | 0 | Sqm | 4025 | 0 | 22-23
32 |  | Painting New Wood / iron work with Two coats of ready mixed Synthatic Enamil paint | 0 | Sqm | 149.86 | 0 | 22-23
32 |  | 1200mm dia 2" thick Precasted rcc hume rings | 0 | No | 808 | 0 | 22-23
6 |  | 900mm dia 2" thick Precasted rcc hume rings | 0 | No | 500 | 0 | 22-23
7 |  | Precasted hume ring slab | 0 | No | 130 | 0 | 22-23
47 |  | Cost of steel | 0 | MT | 89280 | 0 | 22-23
35 |  | VRCC M25 design mix Concrete for Columns | 0 | Cum | 11192.01 | 0 | 22-23
36 |  | VRCC M25 design mix Concrete for Beams | 0 | Cum | 10490.18 | 0 | 22-23
37 |  | VRCC M25 design mix Concrete for Slab 125mm | 0 | Sqm | 1395.89 | 0 | 22-23
26 |  | VRCC M25 design mix Concrete for Slab 100mm | 0 | Sqm | 1253.01 | 0 | 22-23
38 |  | VRCC M25 design mix Concrete for Slab 150mm | 0 | Sqm | 1538.77 | 0 | 22-23
58 |  | VRCC M25 design mix Concrete for Slab 50mm | 0 | Sqm | 694.54 | 0 | 22-23
58 |  | VRCC M25 design mix Concrete for Slab 25mm | 0 | Sqm | 553.39 | 0 | 22-23
54 |  | VRCC M25 design mix Concrete for Lintels | 0 | Cum | 11212.51 | 0 | 22-23
56 |  | VRCC M25 design mix Concrete for Sunshades | 0 | Rm | 630.35 | 0 | 22-23
41 |  | impervious coat over roof slab-12mm | 0 | Sqm | 339.16 | 0 | 22-23
61 |  | impervious coat over roof slab-20mm | 0 | Sqm | 438.06 | 0 | 22-23
60 |  | Brick masonery in CM (1:6) for superstructure | 0 | Cum | 7283.96 | 0 | 22-23
30 |  | Brick masonery in CM (1:8) for basement | 0 | Cum | 7227.56 | 0 | 22-23
62 |  | Reinforced Brick Masonry for partition walls (11.5 cm thick) i | 0 | Sqm | 929.28 | 0 | 22-23
22 |  | Fly ash cement bricks | 0 | Sqm | 6718.55 | 0 | 22-23
23 |  | RCM drop wall | 0 | Sqm | 2346.34 | 0 | 22-23
57 |  | Ornamental Plastering 12mm thick to ceiling | 0 | Sqm | 351.17 | 0 | 22-23
57 |  | Plastering 12mm thick inside in single coats | 0 | Sqm | 323.04 | 0 | 22-23
58 |  | Plastering 20mm thick inside in single coats | 0 | Sqm | 343.23 | 0 | 22-23
59 |  | Plastering 12mm thick double coat | 0 | Sqm | 425.82 | 0 | 22-23
61 |  | Plastering 20mm thick double coat | 0 | Sqm | 441.63 | 0 | 22-23
47 |  | PCC M25 for Steps | 0 | Cum | 5722.81 | 0 | 22-23
63 |  | Flooring with vitrified tiles | 0 | Sqm | 1103.39 | 0 | 22-23
65 |  | Providing skirting to internal walls to 15 cm height | 0 | Sqm | 1098.05 | 0 | 22-23
66 |  | Flooring with Granite stones | 0 | sqm | 3181.62 | 0 | 22-23
67 |  | Skirting with Granite stones | 0 | Sqm | 2950.54 | 0 | 22-23
71 |  | Flooring with Terrazo tiles | 0 | Sqm | 780.73 | 0 | 22-23
72 |  | skirting to internal walls with Terrazo tiles | 0 | Sqm | 786.2 | 0 | 22-23
69 |  | Flooring with Ceramic non skid tiles | 0 | Sqm | 837.86 | 0 | 22-23
71 |  | Dadoing with Glazed tiles | 0 | Sqm | 527.21 | 0 | 22-23
32 |  | Pressed floor tiles | 0 | Sqm | 1059.21 | 0 | 22-23
76 |  | White washing three coats with whiting | 0 | Sqm | 25.98 | 0 | 22-23
72 |  | Providing and applying synthetic plaster putty | 0 | Sqm | 184.03 | 0 | 22-23
74 |  | Painting with Emulsion paint for inernal walls | 0 | Sqm | 158.36 | 0 | 22-23
76 |  | Painting with Emulsion paint for external walls | 0 | Sqm | 217.22 | 0 | 22-23
84 |  | Cost of steel | 0 | MT | 90555 | 0 | 22-23
85 |  | VRCC M25 design mix Concrete for Columns | 0 | Cum | 12013.61 | 0 | 22-23
86 |  | VRCC M25 design mix Concrete for Beams | 0 | Cum | 11098.56 | 0 | 22-23
87 |  | VRCC M25 design mix Concrete for Slab 125mm | 0 | Sqm | 1594.17 | 0 | 22-23
26 |  | VRCC M25 design mix Concrete for Slab 100mm | 0 | Sqm | 1451.29 | 0 | 22-23
57 |  | VRCC M25 design mix Concrete for Slab 150mm | 0 | Sqm | 1737.05 | 0 | 22-23
58 |  | VRCC M25 design mix Concrete for Slab 50mm | 0 | Sqm | 865.17 | 0 | 22-23
58 |  | VRCC M25 design mix Concrete for Slab 25mm | 0 | Sqm | 724.02 | 0 | 22-23
59 |  | VRCC M25 design mix Concrete for Lintels | 0 | Cum | 11874.81 | 0 | 22-23
60 |  | VRCC M25 design mix Concrete for Sunshades | 0 | Rm | 744.73 | 0 | 22-23
60 |  | impervious coat over roof slab-12mm | 0 | Sqm | 362.63 | 0 | 22-23
61 |  | impervious coat over roof slab-20mm | 0 | Sqm | 470.34 | 0 | 22-23
88 |  | Brick masonery in CM (1:6) for superstructure | 0 | Cum | 7673.4 | 0 | 22-23
30 |  | Brick masonery in CM (1:8) for basement | 0 | Cum | 7617 | 0 | 22-23
89 |  | Reinforced Brick Masonry for partition walls (11.5 cm thick) i | 0 | Sqm | 999.57 | 0 | 22-23
22 |  | Fly ash cement bricks | 0 | Sqm | 7187.45 | 0 | 22-23
83 |  | Ornamental Plastering 12mm thick to ceiling | 0 | Sqm | 385.55 | 0 | 22-23
82 |  | Plastering 12mm thick inside in single coats | 0 | Sqm | 352.1 | 0 | 22-23
83 |  | Plastering 20mm thick inside in single coats | 0 | Sqm | 372.29 | 0 | 22-23
84 |  | Plastering 12mm thick double coat | 0 | Sqm | 464.16 | 0 | 22-23
85 |  | Plastering 20mm thick double coat | 0 | Sqm | 479.98 | 0 | 22-23
13 |  | PCC M25 for Steps | 0 | Cum | 5843.94 | 0 | 22-23
65 |  | Flooring with vitrified tiles | 0 | Sqm | 1139.42 | 0 | 22-23
69 |  | Providing skirting to internal walls to 15 cm height | 0 | Sqm | 1134.08 | 0 | 22-23
50 |  | Flooring with Granite stones | 0 | sqm | 3248.17 | 0 | 22-23
51 |  | Skirting with Granite stones | 0 | Sqm | 2995.66 | 0 | 22-23
71 |  | Flooring with Terrazo tiles | 0 | Sqm | 816.76 | 0 | 22-23
72 |  | skirting to internal walls with Terrazo tiles | 0 | Sqm | 822.23 | 0 | 22-23
73 |  | Flooring with Ceramic non skid tiles | 0 | Sqm | 873.89 | 0 | 22-23
74 |  | Dadoing with Glazed tiles | 0 | Sqm | 536.26 | 0 | 22-23
32 |  | Pressed floor tiles | 0 | Sqm | 1100.49 | 0 | 22-23
76 |  | White washing three coats with whiting | 0 | Sqm | 27.91 | 0 | 22-23
84 |  | Providing and applying synthetic plaster putty | 0 | Sqm | 194.34 | 0 | 22-23
86 |  | Painting with Emulsion paint for inernal walls | 0 | Sqm | 169.89 | 0 | 22-23
87 |  | Painting with Emulsion paint for external walls | 0 | Sqm | 233.59 | 0 | 22-23
96 |  | Cost of steel | 0 | MT | 91830 | 0 | 22-23
90 |  | Supply and fixing of Door of size 1.20 x 2.10mt | 1 | No | 22903.66 | 22904 | 22-23
24 |  | Supply and fixing of Door of size 0.90 x 2.10mt | 0 | No | 15875.19 | 0 | 22-23
|  | Supply and fixing of Door of size 0.80 x 2.10mt | 0 | No | 15037.22 | 0 | 22-23
90 |  | Supply and fixing of Door of size 0.90 x 2.10mt | 0 | No | 11732.03 | 0 | 22-23
70 |  | Supply and fixing of Door of size 0.75 x 2.10mt | 1 | No | 7651.36 | 7651 | 22-23
95 | ACT0602 | Supply and fixing of Door of size 1.20 x 2.10mt | 0 | No | 7927.96 | 0 | 22-23
92 |  | Supply and fixing of Door of size 1.20 x 2.10mt | 0 | No | 11442.58 | 0 | 22-23
71 |  | Supply and fixing of Door of size 1.05 x 2.10mt GF | 1 | No | 8519.25 | 8519 | 22-23
96 | ACT0056 | Supply and fixing of Door of size 1.05 x 2.10mt FF | 0 | No | 7005.16 | 0 | 22-23
8 |  | WPC doors | 0 | Sqm | 6846.88 |  | 22-23 | 0
106 |  | WPC door with without Bottom frame | 0 | Sqm | 6132.48 | 0 | 22-23
63 | ACT0526 | uPVC windows 3track | 5.76 | Sqm | 8622 | 49663 | 22-23
100 |  | Providing and fixing factory made uPVC windows 3track | 0 | Sqm | 6460 | 0 | 22-23
98 |  | Providing and fixing factory made uPVC windows single track | 0 | Sqm | 6238 | 0 | 22-23
|  | Single fixed Louvers Ventilator | 0 | Sqm | 4062 | 0 | 22-23
106 |  | Supplying and fixing of ventilator | 0 | No | 577.28 | 0 | 22-23
99 |  | S&F of Cement Jolleys 50mm thick | 0 | Sqm | 604.08 | 0 | 22-23
76 |  | Supplying & fixing of Iron Grills | 0 | kgs | 110.38 | 0 | 22-23
101 |  | Supplying & fixing of Iron Grills | 0 | Sqm | 3130 | 0 | 22-23
59 |  | Supplying & fixing of MS tube | 0 |  | 126.9 | 0 | 22-23
102 |  | Supplying & fixing of stainless steel hand rail | 0 | Sqm | 3345.94 |  | 22-23 | 0
78 |  | Supplying & fixing of stainless steel RamP | 0 | Sqm | 1514.34 | 0 | 22-23
78 |  | Supplying & fixing of stainless steel | 0 | kgs | 568.35 | 0 | 22-23
110 |  | Full Rounding the edges of Granite stone slabs | 0 | Rm | 453 | 0 | 22-23
64 | ACT0125 | S&F of 32mm dia CPVC pipes | 0 | Rm | 214 | 0 | 22-23
65 | ACT0126 | S&F of 25mm dia CPVC pipes | 40 | Rm | 136 | 5440 | 22-23
104 |  | S&F of 20mm dia CPVC pipes | 0 | Rm | 94 | 0 | 22-23
113 |  | S&F of 25mm dia PVC pies | 0 | Rm | 35 | 0 | 22-23
66 | ACT0179 | Labour charges for CPVC PIPes | 40 | Rm | 33 | 1320 | 22-23
111 |  | S&F of Bib Type Taps | 0 | No | 387 | 0 | 22-23
43 |  | S&F of Bib Type Taps flange Chromeum plated Jaquar make queen series | 0 | No | 1644 | 0 | 22-23
67 | ACT0120 | S&F of 110mm dia PVC Pipes | 10 | Rm | 149 | 1490 | 22-23
123 |  | S&F of 90mm dia PVC Pipes | 0 | Rm | 141.6667 | 0 | 22-23
68 | ACT0121 | S&F of 75mm dia PVC Pipes | 10 | Rm | 89 | 890 | 22-23
69 | ACT0179 | Labour charges for PVC PIPes | 20 | Rm | 79 | 1580 | 22-23
70 | ACT0108 | S&F of European type water closet | 2 | No | 5297 | 10594 | 22-23
80 |  | S&F of Indian type water closet | 0 | No | 1036 | 0 | 22-23
16 |  | S&F of Wash basin | 2 | No | 2025 | 4050 | 22-23
124 |  | S&F of Urinals | 0 | No | 2644 | 0 | 22-23
71 | ACT0131 | Nahany trap with Jali- PVC/SWR Pipe fittings | 0 | No | 93 | 0 | 22-23
72 | ACT0135 | S&F of Synthatic Water storage tank | 500 | lt | 9.5 | 4750 | 22-23
140 |  | Drilling with165mm dia borewell | 0 | Rm | 446.4 | 0 | 22-23
64 |  | Drilling with165mm dia borewell | 0 | Rm | 477.6 | 0 | 22-23
65 |  | Drilling with165mm dia borewell | 0 | Rm | 535.7 | 0 | 22-23
142 |  | S&F of 180mm dia casing pipe | 0 | Rm | 325 | 0 | 22-23
144 |  | S&F of 2 HP Submersible mortor | 0 | No | 18370 | 0 | 22-23
146 |  | S& F 40 mm HDPE pip | 0 | Rm | 85 | 0 | 22-23
148 |  | S&F of 180mm dia bore cap | 0 | No | 300 | 0 | 22-23
150 |  | S&F of 25mm dia GI pipe | 0 | No | 400 | 0 | 22-23
154 |  | S&F of 25mm dia GI Bends | 0 | No | 77 | 0 | 22-23
156 |  | S&F of 25mm dia Clamp set | 0 | No | 194 | 0 | 22-23
154 |  | Supply of 3 core 1.50 sqm flat copper cable | 0 | Rm | 105 | 0 | 22-23
156 |  | Supply and Transportation of control panel | 0 | No | 5445 | 0 | 22-23
142 |  | S&F of 25mm dia 2.2 mm thick PVC Conduit pipe | 0 | Rm | 73.94 | 0 | 22-23
73 | ACT0090 | S&F of 25mm dia 2.2 mm thick PVC Conduit pipe | 40 | Rm | 89.61 | 3584 | 22-23
58 |  | Labour for Grooves 2-3mm thick for PVC pipes | 0 | Rm | 64 | 0 | 22-23
18 |  | 200/18 SWG Module box w for 12 Module box | 3 | No | 245 |  | 22-23 | 735
146 |  | 200/18 SWG Module box w for 8 Module box | 2 | No | 203 |  | 22-23 | 406
147 |  | 200/18 SWG Module box w for 6 Module box | 0 | No | 155 | 0 | 22-23
148 |  | 200/18 SWG Module box w for 4 Module box | 0 | No | 114 | 0 | 22-23
167 |  | 200/18 SWG Module box w for 18 Module box | 0 | No | 400 | 0 | 22-23
168 |  | 200/18 SWG Module box w for 16 Module box | 3 | No | 359 | 1077 | 22-23
19 |  | 200/18 SWG Module box w for 2 Module box | 0 | No | 68 | 0 | 22-23
74 | ACT0094 | Wiring with run of 2 of 14/0.3mm (1.0 Sq.mm) | 22 | Poi | 481.67 | 10597 | 22-23
21 |  | Wiring with run of 2 of 14/0.3mm (1.0 Sq.mm) | 6 | Poi | 503.67 |  | 22-23 | 3022
152 |  | Supply and Run of 1 of 14/0.3mm (1.00 Sq.mm) | 0 | Rm | 23.55 | 0 | 22-23
155 |  | Supply and Run of 2 of 22/0.3mm (1.50 Sq.mm) | 0 | Rm | 79.48 | 0 | 22-23
75 | ACT0092 | Supply and Run of 2 of 36/0.3mm (2.50 Sq.mm) | 40 | Rm | 83.3335 | 3333 | 22-23
155 |  | Supply and Run of 2 of 56/0.3mm (4.00 Sq.mm) | 0 | Rm | 126.65 | 0 | 22-23
158 |  | Supply and Run of 4 of 84/0.3mm (6.0 Sq.mm) | 0 | Rm | 64.563 | 0 | 22-23
23 |  | Supply of Cover frames for 12 module box | 3 | No | 209 |  | 22-23 | 627
160 |  | Supply of Cover frames for 8 module box | 2 | No | 171 |  | 22-23 | 342
161 |  | Supply of Cover frames for 6 module box | 0 | No | 132 | 0 | 22-23
162 |  | Supply of Cover frames for 4 module box | 0 | No | 88 | 0 | 22-23
65 |  | Supply of Cover frames for 18 module box | 3 | No | 297 | 891 | 22-23
24 |  | Supply of Cover frames for 2 module box | 0 | No | 66 | 0 | 22-23
76 | ACT0095 | Supply and fixing of 6A 3/2 pin wall plug socket | 11 | No | 125.735 | 1383 | 22-23
165 |  | Supply and fixing of 16A 3/2 pin wall plug socket | 0 | No | 422.5 | 0 | 22-23
89 |  | Supply and fixing of 6A 2 pin wall plug socket | 3 | No | 119.735 | 359 | 22-23
166 |  | Supply and fixing of 6A flush type Neon Indicator. | 0 | No | 21 | 0 | 22-23
77 | ACT0100 | S&F of ISI mark batten holder / angle holder | 14 | No | 127.25 | 1782 | 22-23
78 | ACT0098 | S&F of ceiling fan | 6 | No | 3312.185 | 19873 | 22-23
169 |  | S&F of ceiling fan | 0 | No | 2941.12 | 0 | 22-23
171 |  | Fan regulator | 0 | No | 278 | 0 | 22-23
173 |  | Labour charges for fixing fan | 0 | No | 163.065 | 0 | 22-23
78 |  | steel tube down rod for ceiling fan | 0 | No | 161.5 | 0 | 22-23
175 |  | Fan hook | 0 | No | 227.41 | 0 | 22-23
79 | ACT0099 | S&F of Tube light | 8 | No | 399.94 | 3200 | 22-23
199 |  | S&F of street 20 W light | 0 | No | 1822 | 0 | 22-23
199 |  | S&F of street 60 W light | 0 | No | 5428 | 0 | 22-23
80 | ACT0106 | Supply and fixing SPN Distribution board | 1 | No | 3662 | 3662 | 22-23
81 |  | Light duty exhaust fan | 0 | No | 1634 | 0 | 22-23
81 | ACT0103 | Supply and fixing of 2 Nos of 32A, 240V Porcelain Rewirable Fuse Units | 1 | No | 1089.96 | 1090 | 22-23
82 | ACT0104 | Providng Independent earthing | 0 | No | 4142.425 | 0 | 22-23
30 |  | Painting, Lettering and Picturing to walls | 31.746 | Sqm | 630 |  | 22-23 | 20000
31 |  | provision for Navaratnalu logo |  |  |  | 0
83 | ACT0213 | Difference in cost of Sand |  |  |  | -53531 | -
84 | ACT0213 | Difference in cost of Steel rate |  |  |  | 64528 | -
103 |  | Provision for Soil investigation charges |  |  |  |  | - | 0
103 | ACT0214 | Provision for GST charges |  |  |  | 0 | -
85 | ACT0211 | Provision for QC @0.5% |  |  |  | 8548 | -
86 | ACT0212 | Provision for Seignorage charges |  |  |  | 21507 | -
102 | ACT0196 | Provision for Name board |  |  |  | #REF! | -
87 | ACT0210 | Provision for Work file |  |  |  | 0 | -
88 | ACT0216 | Unforseen items such as if any |  |  |  | 26561 | - | 25132
#REF!
|  | Deputy Executive Engineer |  |  | Assistant Engineer
|  | PRI Sub Division |  |  | Mandal Praja parishad
|  | Kanigiri |  |  | Kanigiri

## INPUT
INPUT SHEET
Name of the Work: Providing Additional Space for Health Staff in Grama Sachivalayam of Baduguleru GP of Kanigiri Mandal
|  |  |  | Est.Rs. | 20.80 Lakhs
S No | Task Code | Task Name | Unit | Qty | Rate per Unit in Rs | Amount | Total tasl Amount
1 | 34816 | CW-G01.Amount for wage component |  |  |  | 1
AS PER SSR 2019-20
|  | Jungle | Sqm | 0 | 5.22 | 0
|  | Earthwork | Cum | 71.97 | 124.24 | 8942
AS PER SSR 2020-21
|  | Jungle | Sqm | 0 | 5.86 | 0
|  | Earthwork | Cum | 0 | 139.55 | 0
AS PER SSR 2021-22
|  | Jungle | Sqm | 0 | 6.06 | 0
|  | Earthwork | Cum | 0 | 144.26 | 0
AS PER SSR 2022-23
|  | Jungle | Sqm | 0 | 6.06 | 0
|  | Earthwork | Cum | 0 | 144.26 | 0
[6 empty] | 8942 | 8942
2 | 34817 | CW-G02.cement |  |  |  | 1
|  | As per SSR 2019-20 | Bags | 498.11 | 235 | 117056
|  | As per SSR 2020-21 | Bags | 0 | 235 | 0
|  | As per SSR 2021-22 | Bags | 0 | 235 | 0
|  | As per SSR 2022-23 | Bags | 18.03 | 235 | 4237
|  | Total |  | 516.14 |  | 121293
|  | As per bill | Bags | 336.14 | 235 | 78993
|  | As per bill | Bags | 180 | 260 | 46800
|  |  |  | 516.14 |  | 125793 | 125793
3 |  | Cost of sand |  |  |  | 1
|  | Cost of sand | MT | 0 | 375 | 0
|  | Conveyance of sand | cum | 0 | 739.6 | 0
[6 empty] | 0 | 0
4 | 34818 | CW03.sand for filling |  |  |  | 1
|  | As per SSR 2019-20 | cum | 87.51 | 1249.8 | 109370
|  | As per SSR 2020-21 | cum | 0 | 1316.6 | 0
|  | As per SSR 2021-22 | cum | 0 | 1503.4 | 0
|  | As per SSR 2022-23 | cum | 0 | 1576 | 0
|  |  |  | 87.51 |  | 109370 |  |  | 87.51
|  | As per bill | cum | 87.51 | 292.4 | 25588
|  | As per bill | cum | 0 | 536.4 | 0
[6 empty] | 25588 | 25588
3 | 34819 | CW-G04.Sand for Mortar |  |  |  | 1
|  | As per SSR 2019-20 | cum | 18.57 | 1464.8 | 27201
|  | As per SSR 2020-21 | cum | 0 | 1546.6 | 0
|  | As per SSR 2021-22 | cum | 0 | 1743.4 | 0
|  | As per SSR 2022-23 | cum | 1.57 | 1816 | 2851
|  |  |  | 20.14 |  | 30052
|  | As per Paid bill | cum | 6.07 | 984.9 | 5978
|  | As per Paid bill | cum | 14.07 | 2098 | 29519
|  | As per Paid bill | cum | 0 | 321 | 0
|  |  |  | 20.14 |  | 35497 | 35497
4 | 34832 | CW-G19.Sand for Concrete |  |  |  | 1
|  | As per SSR 2019-20 | cum | 28.47 | 1384.8 | 39425
|  | As per SSR 2020-21 | cum | 0 | 1451.6 | 0
|  | As per SSR 2021-22 | cum | 0 | 1648.4 | 0
|  | As per SSR 2022-23 | cum | 0 | 1721 | 0
|  |  |  | 28.47 |  | 39425
|  | As per Paid bill | cum | 28.47 | 2098 | 59730
|  | As per Paid bill | cum | 0 | 1742 | 0
|  |  |  | 28.47 |  | 59730 | 59730
5 | 34822 | CW.G07.20mm to 12mm HBG |  |  |  | 1
|  | As per SSR 2019-20 | cum | 38.41 | 1722.3 | 66154
|  | As per SSR 2020-21 | cum | 0 | 1799.05 | 0
|  | As per SSR 2021-22 | cum | 0 | 1876.23 | 0
|  | As per SSR 2022-23 | cum | 0 | 2046.91 | 0
|  |  |  | 38.41 |  | 66154
|  | As per bill | cum | 38.41 | 1722.3 | 66154
|  | As per bill | cum | 0 | 2182.9 | 0
|  |  |  | 38.41 |  | 66154 | 66154
6 | 34824 | CW09.40 mm nominal HBG/HBT Graded Metal |  |  |  | 1
|  | As per SSR 2019-20 | cum | 18.53 | 1375.8 | 25494
|  | As per SSR 2020-21 | cum | 0 | 1436.8 | 0
|  | As per SSR 2021-22 | cum | 0 | 1436.8 | 0
|  | As per SSR 2022-23 | cum | 0 | 1436.8 | 0
|  |  |  | 18.53 |  | 25494
|  | As per Paid bill | cum | 18.53 | 1375.8 | 25494
|  | As per Paid bill | cum | 0 | 1730.8 | 0
|  |  |  | 18.53 |  | 25494 | 25494
7 | 35253 | CW-G20.cost and supply of Steel |  |  |  | 1
|  | As per SSR 2019-20-GF | MT | 4.25 | 48970 | 208123
|  | As per SSR 2019-20-FF | MT | 0 | 48970 | 0
|  | As per SSR 2019-20-SF | MT | 0 | 48970 | 0
|  | As per SSR 2020-21-GF | MT | 0 | 48380 | 0
|  | As per SSR 2020-21-FF | MT | 0 | 48380 | 0
|  | As per SSR 2020-21-SF | MT | 0 | 48380 | 0
|  | As per SSR 2021-22-GF | MT | 0 | 64310 | 0
|  | As per SSR 2021-22-FF | MT | 0 | 64310 | 0
|  | As per SSR 2021-22-SF | MT | 0 | 64310 | 0
|  | As per SSR 2022-23-GF | MT | 0 | 75520 | 0
|  | As per SSR 2022-23-FF | MT | 0 | 75520 | 0
|  | As per SSR 2022-23-SF | MT | 0 | 75520 | 0
|  |  |  | 4.25 |  | 208123
|  | As per Paid bill | MT | 2.22 | 62540 | 138839
|  |  | MT | 1.82 | 63720 | 115970
|  |  | MT | 0.21 | 84960 | 17842
|  |  | MT | 0 | 71980 | 0
|  |  | MT | 0 | 75520 | 0
|  |  | MT | 0 | 35000 | 0
|  |  |  | 4.25 |  | 272651 | 272651
8 |  | CW-G10.Cost towards engaging skilled labour,semi skilled labour,other materials and equipment charges including all other materials not covered above |  |  |  | 1098667 | 1098667 | 1718516
10 |  | CW-21 |  |  |  |  | 0
10 |  | CW-22 |  |  |  |  | 0
9 |  | CW-21 |  |  |  | 30000 | 30000 | 0
10 |  | CW-22 |  |  |  | 300000 | 300000 | 100
2048516
11 | 34826 | CW-G12.QC @0.50% | Rs |  |  |  | 8548
12 | 34827 | CW-G13.Seigniorage charges | Rs |  |  |  | 21507
15 | 34828 | CW-G14.cost of NP, other Pipes and Precast chambers etc., | Rs | 0 | 0 |  | 0
16 | 34461 | Name Board using Brick Masonary of size 2'0"X3'0'' | days | 1 | 0 |  | 0
17 | 35270 | Workwise File | Rs | 0 | 0 |  | 0
13 | 34829 | CW-G15.LS amount for unforcen items. | Rs |  |  |  | 1429
Grand Total : | [6 empty] | 2080000
\
|  | Deputy Executive Engineer |  |  |  | Assistant Engineer
|  | PRI Sub Division |  |  |  | Mandal Praja parishad
|  | Kanigiri |  |  |  | Kanigiri

## abstract (hidden)
GENERAL ABSTRACT
Name of the work |  | Providing Additional Space for Health Staff in Grama Sachivalayam of Baduguleru GP of Kanigiri Mandal
Name of the Sub work
|  | Est Rs. |  | 20.80 Lakhs
S.No | Description of Item | Quantity | Rate | Per | Amount
1 | 2 | 7 | 8 | 9 | 10
1 | PART-A Total |  |  |  | 1750000
2 | PART-B Total |  |  |  | 330000
| Grand Total |  |  |  | 2080000 | 4360000
|  | Deputy Executive Engineer |  | Assistant Engineer
|  | PRI Sub Division |  | Mandal Praja parishad
|  | Kanigiri |  | Kanigiri

## PART-A
WORKING ESTIMATE
Name of the work |  | Providing Additional Space for Health Staff in Grama Sachivalayam of Baduguleru GP of Kanigiri Mandal
[8 empty] | Est.Rs. |  |  | 20.80 Lakhs
S.No | Description of Item | No |  |  | Measurements |  |  | Quantity |  | Rate | Per | Amount
[5 empty] | L | B | D
1 | 2 | 3 |  |  | 4 | 5 | 6 | 7 |  | 8 | 9 | 10
| PART-A | [11 empty] | SSR 19-20
| GROUND FLOOR | [11 empty] | SSR 19-20
1 | Clearing light jungle including up-rooting and removing of Juliflora stumps. | [11 empty] | SSR 19-20
| Qty.p.1 of M.B.No.800/A/ZP/19 |  | 09.07.2020 | [9 empty] | SSR 19-20
|  | 1 | x | 1 | 12 | 6 | 0 | 72 | Sqm |  |  |  | SSR 19-20
[8 empty] | 72 | Sqm |  |  |  | SSR 19-20
| Deduct Voids @ 40% | [6 empty] | -28.8 | Sqm |  |  |  | SSR 19-20
[9 empty] | Sqm | 5.22 | SSR 19-20 | 0 | SSR 19-20
1 | Clearing light jungle including up-rooting and removing of Juliflora stumps. | [11 empty] | SSR 20-21
| Qty.p.1 of M.B.No.790/A/ZP/19 | [11 empty] | SSR 20-21
|  | 1 | x | 1 | 7.6 | 5.24 | 0 | 39.82 | Sqm |  |  |  | SSR 20-21
[8 empty] | 39.82 | Sqm |  |  |  | SSR 20-21
| Deduct Voids @ 40% | [6 empty] | -15.93 | Sqm |  |  |  | SSR 20-21
[9 empty] | Sqm | 5.86 | SSR 20-21 | 0 | SSR 20-21
1 | Clearing light jungle including up-rooting and removing of Juliflora stumps. | [11 empty] | SSR 21-22
| Qty.p.1 of M.B.No.790/A/ZP/19 | [11 empty] | SSR 21-22
|  | 1 | x | 1 | 7.6 | 5.24 | 0 | 39.82 | Sqm |  |  |  | SSR 21-22
[8 empty] | 39.82 | Sqm |  |  |  | SSR 21-22
| Deduct Voids @ 40% | [6 empty] | -15.93 | Sqm |  |  |  | SSR 21-22
[9 empty] | Sqm | 6.06 | SSR 21-22 | 0 | SSR 21-22
1 | Clearing light jungle including up-rooting and removing of Juliflora stumps. | [11 empty] | SSR 22-23
| Qty.p.1 of M.B.No.790/A/ZP/19 | [11 empty] | SSR 22-23
|  | 1 | x | 1 | 7.6 | 5.24 | 0 | 39.82 | Sqm |  |  |  | SSR 22-23
[8 empty] | 39.82 | Sqm |  |  |  | SSR 22-23
| Deduct Voids @ 40% | [6 empty] | -15.93 | Sqm |  |  |  | SSR 22-23
[9 empty] | Sqm | 6.06 | SSR 22-23 | 0 | SSR 22-23
1 | Engaging Unskilled Labour for Earth work excavation & depositing on bank with an initial lead & initial lift in Loamy, Clayey soils like BC Soils, Red Earth & Chodu Soils for Column Foundations RSSR | [11 empty] | SSR 19-20
| Qty.p.1 of M.B.No.1198/B/ZP/18 |  | 20.07.2020 | [9 empty] | SSR 19-20
| F1 Footings | 1 | x | 3 | 1.45 | 1.45 | 1.5 | 9.46 | Cum |  |  |  | SSR 19-20
| F2 Footings | 1 | x | 9 | 1.7 | 1.7 | 1.5 | 39.02 | Cum |  |  |  | SSR 19-20
| F3 Footings | 1 | x | 3 | 1.85 | 1.85 | 1.5 | 15.4 | Cum |  |  |  | SSR 19-20
| Qty.p.10 & 11 of M.B.No.1198/B/ZP/18 |  | 22.02.2021 | [9 empty] | SSR 19-20
| long walls | 1 | x | 2 | 13.81 | 0.5 | 0.3 | 4.14 | Cum |  |  |  | SSR 19-20
| Cross wall | 1 | x | 2 | 5.66 | 0.5 | 0.3 | 1.7 | Cum |  |  |  | SSR 19-20
| Deduct columns | 1 | x | 12 | 0.23 | 0.38 | 0.3 | -0.31 | Cum |  |  |  | SSR 19-20
| Qty.p.1 of M.B.No.111/A/ZP/22 |  | 08.11.2023 | [9 empty] | SSR 19-20
| Verandah | 1 | x | 1 | 1.2 | 0.35 | 0.3 | 0.13 | Cum |  |  |  | SSR 19-20
|  | 1 | x | 1 | 4.67 | 0.35 | 0.3 | 0.49 | Cum |  |  |  | SSR 19-20
|  | 1 | x | 1 | 12.5 | 0.35 | 0.3 | 1.31 | Cum |  |  |  | SSR 19-20
|  | 1 | x | 1 | 5 | 0.35 | 0.3 | 0.53 | Cum |  |  |  | SSR 19-20
|  | 1 | x | 1 | 0.97 | 0.35 | 0.3 | 0.1 | Cum |  |  |  | SSR 19-20
SSR 19-20
[8 empty] | 71.97 | Cum | 124.24 | SSR 19-20 | 8942 | SSR 19-20
2 | Engaging Unskilled Labour for Earth work excavation & depositing on bank with an initial lead & initial lift in Loamy, Clayey soils like BC Soils, Red Earth & Chodu Soils for Column Foundations RSSR | [11 empty] | SSR 20-21
| Qty.p.26 of M.B.No.478/A/ZP/19 |  | 12.07.2021 | [9 empty] | SSR 20-21
| Verandah front | 1 | x | 1 | 15.95 | 0.35 | 0.45 | 2.51 | Cum |  |  |  | SSR 20-21
| Verandah wall sides | 1 | x | 1 | 9.25 | 0.35 | 0.4 | 1.3 | Cum |  |  |  | SSR 20-21
| steps | 1 | x | 3 | 1.2 | 0.6 | 0.1 | 0.22 | Cum |  |  |  | SSR 20-21
SSR 20-21
[9 empty] | Cum | 139.55 | SSR 20-21 | 0 | SSR 20-21
3 | Engaging Unskilled Labour for Earth work excavation & depositing on bank with an initial lead & initial lift in Loamy, Clayey soils like BC Soils, Red Earth & Chodu Soils for Column Foundations RSSR | [11 empty] | SSR 21-22
| Qty.p.51 of M.B.No.478/A/ZP/19 |  | 16.09.2021 | [9 empty] | SSR 21-22
| For steps | 1 | x | 3 | 1.2 | 1 | 0.1 | 0.36 | Cum |  |  |  | SSR 21-22
|  | 1 | x | 1 | 1.1 | 0.7 | 0.1 | 0.08 | Cum |  |  |  | SSR 21-22
SSR 21-22
[9 empty] | Cum | 144.26 | SSR 21-22 | 0 | SSR 21-22
18 | Engaging Unskilled Labour for Earth work excavation & depositing on bank with an initial lead & initial lift in Loamy, Clayey soils like BC Soils, Red Earth & Chodu Soils for Column Foundations RSSR | [11 empty] | SSR 22-23
| Qty.p.6 of M.B.No.790/A/ZP/19 | [11 empty] | SSR 22-23
|  | 1 | x | 1 | 5.5 | 0.5 | 0.3 | 0.83 | Cum |  |  |  | SSR 22-23
|  | 1 | x | 2 | 2.25 | 0.5 | 0.3 | 0.68 | Cum |  |  |  | SSR 22-23
|  | 1 | x | 1 | 3.3 | 0.5 | 0.3 | 0.5 | Cum |  |  |  | SSR 22-23
|  | 1 | x | 1 | 2.25 | 0.5 | 0.3 | 0.34 | Cum |  |  |  | SSR 22-23
|  | 1 | x | 1 | 5.6 | 1.2 | 0.1 | 0.67 | Cum |  |  |  | SSR 22-23
|  | 1 | x | 1 | 3.6 | 1.8 | 0.1 | 0.65 | Cum |  |  |  | SSR 22-23
SSR 22-23
[9 empty] | Cum | 144.26 | SSR 22-23 | 0 | SSR 22-23
2 | Plain Cement Concrete (1:4:8) proportion Nominal mix for foundations using 40mm size SS-5 metal including c/c of all materials & labour charges, machine mixing & laying concrete in foundations ramming etc complete for Bed Concrete (APSS No 402) | [11 empty] | SSR 19-20
| Qty.p.2 & 3 of M.B.No.1198/B/ZP/18 |  | 04.02.2021 | [9 empty] | SSR 19-20
| F1 Footings | 1 | x | 3 | 1.45 | 1.45 | 0.15 | 0.95 | Cum |  |  |  | SSR 19-20
| F2 Footings | 1 | x | 9 | 1.7 | 1.7 | 0.15 | 3.9 | Cum |  |  |  | SSR 19-20
| F3 Footings | 1 | x | 3 | 1.85 | 1.85 | 0.15 | 1.54 | Cum |  |  |  | SSR 19-20
| Qty.p.12 & 13 of M.B.No.1198/B/ZP/18 |  | 05.03.2021 | [9 empty] | SSR 19-20
| long walls | 1 | x | 2 | 13.81 | 0.5 | 0.15 | 2.07 | Cum |  |  |  | SSR 19-20
| Cross wall | 1 | x | 2 | 5.66 | 0.5 | 0.15 | 0.85 | Cum |  |  |  | SSR 19-20
| Deduct columns | 1 | x | 12 | 0.23 | 0.38 | 0.15 | -0.16 | Cum |  |  |  | SSR 19-20
| Qty.p.15 & 16 of M.B.No.1198/B/ZP/18 |  | 15.03.2021 | [9 empty] | SSR 19-20
| PB 104 | 1 | x | 1 | 12.96 | 0.38 | 0.1 | 0.49 | Cum |  |  |  | SSR 19-20
| PB 109 | 1 | x | 1 | 5.81 | 0.38 | 0.1 | 0.22 | Cum |  |  |  | SSR 19-20
| Deduct cross columns | 1 | x | 1 | 0.23 | 0.38 | 0.1 | 0.01 | Cum |  |  |  | SSR 19-20
| Under PB 107 108 110 111 | 1 | x | 4 | 2.64 | 0.38 | 0.1 | 0.4 | Cum |  |  |  | SSR 19-20
| Pb 102 103 | 1 | x | 2 | 1.21 | 0.38 | 0.1 | 0.09 | Cum |  |  |  | SSR 19-20
| Qty.p.3 & 4 of M.B.No.604/B/ZP/20 |  | 09.06.2021 | [9 empty] | SSR 19-20
| Examination room | 1 | x | 1 | 2.895 | 2.82 | 0.1 | 0.82 | Cum |  |  |  | SSR 19-20
| Tiolet room | 1 | x | 1 | 1.36 | 2.82 | 0.1 | 0.38 | Cum |  |  |  | SSR 19-20
| Lab and store room | 1 | x | 1 | 2.34 | 2.82 | 0.1 | 0.66 | Cum |  |  |  | SSR 19-20
| Bed room | 1 | x | 1 | 2.75 | 2.82 | 0.1 | 0.78 | Cum |  |  |  | SSR 19-20
| Tiolet room | 1 | x | 1 | 1.36 | 2.82 | 0.1 | 0.38 | Cum |  |  |  | SSR 19-20
| Kitchen | 1 | x | 1 | 1.83 | 2.82 | 0.1 | 0.52 | Cum |  |  |  | SSR 19-20
| Clinic and lab | 1 | x | 1 | 6.67 | 3 | 0.1 | 2 | Cum |  |  |  | SSR 19-20
| Living room | 1 | x | 1 | 6.17 | 3 | 0.1 | 1.85 | Cum |  |  |  | SSR 19-20
| Qty.p.2 & 3 of M.B.No.111/A/ZP/22 |  | 15.11.2023 | [9 empty] | SSR 19-20
| Verandah | 1 | x | 1 | 1.2 | 0.35 | 0.1 | 0.04 | Cum |  |  |  | SSR 19-20
|  | 1 | x | 1 | 4.67 | 0.35 | 0.1 | 0.16 | Cum |  |  |  | SSR 19-20
|  | 1 | x | 1 | 12.5 | 0.35 | 0.1 | 0.44 | Cum |  |  |  | SSR 19-20
|  | 1 | x | 1 | 5 | 0.35 | 0.1 | 0.18 | Cum |  |  |  | SSR 19-20
|  | 1 | x | 1 | 0.97 | 0.35 | 0.1 | 0.03 | Cum |  |  |  | SSR 19-20
| Qty.p.8 & 9 of M.B.No.111/A/ZP/22 |  | 23.11.2023 | [9 empty] | SSR 19-20
| Verandah basement | 1 | x | 1 | 3.24 | 0.97 | 0.1 | 0.31 | Cum |  |  |  | SSR 19-20
|  | 1 | x | 1 | 12.29 | 0.97 | 0.1 | 1.19 | Cum |  |  |  | SSR 19-20
|  | 1 | x | 1 | 5 | 0.97 | 0.1 | 0.49 | Cum |  |  |  | SSR 19-20
SSR 19-20
[8 empty] | 20.59 | Cum | 3877.28 | SSR 19-20 | 79833 | SSR 19-20
5 | Plain Cement Concrete (1:4:8) proportion Nominal mix for foundations using 40mm size SS-5 metal including c/c of all materials & labour charges, machine mixing & laying concrete in foundations ramming etc complete for Bed Concrete (APSS No 402) | [11 empty] | SSR 20-21
| Qty.p.32 & 33 of M.B.No.1269/B/ZP/18 |  | 11.05.2021 | [9 empty] | SSR 19-20
| Examination room | 1 | x | 1 | 2.89 | 2.82 | 0.1 | 0.81 | Cum |  |  |  | SSR 19-20
| Tiolet room | 1 | x | 1 | 1.36 | 2.82 | 0.1 | 0.38 | Cum |  |  |  | SSR 19-20
| Lab and store room | 1 | x | 1 | 2.34 | 2.82 | 0.1 | 0.66 | Cum |  |  |  | SSR 19-20
| Bed room | 1 | x | 1 | 2.75 | 2.82 | 0.1 | 0.78 | Cum |  |  |  | SSR 19-20
| Tiolet room | 1 | x | 1 | 1.36 | 2.82 | 0.1 | 0.38 | Cum |  |  |  | SSR 19-20
| Kitchen | 1 | x | 1 | 1.83 | 2.82 | 0.1 | 0.52 | Cum |  |  |  | SSR 19-20
| Clinic and lab | 1 | x | 1 | 6.67 | 3 | 0.1 | 2 | Cum |  |  |  | SSR 19-20
| Living room | 1 | x | 1 | 6.17 | 3 | 0.1 | 1.85 | Cum |  |  |  | SSR 19-20
| Qty.p.27 of M.B.No.478/A/ZP/19 |  | 12.07.2021 | [9 empty] | SSR 20-21
| Verandah front | 1 | x | 1 | 15.95 | 0.3 | 0.15 | 0.72 | Cum |  |  |  | SSR 20-21
| Verandah wall sides | 1 | x | 1 | 9.25 | 0.3 | 0.15 | 0.42 | Cum |  |  |  | SSR 20-21
| steps | 1 | x | 3 | 1.2 | 0.6 | 0.1 | 0.22 | Cum |  |  |  | SSR 20-21
| Qty.p.30 of M.B.No.478/A/ZP/19 |  | 22.07.2021 | [9 empty] | SSR 20-21
| Verandah portion | 1 | x | 1 | 15.2 | 1.2 | 0.1 | 1.82 | Cum |  |  |  | SSR 20-21
| Ramp portion | 1 | x | 1 | 5.75 | 1.2 | 0.1 | 0.69 | Cum |  |  |  | SSR 20-21
SSR 20-21
[9 empty] | Cum | 4067.84 | SSR 20-21 | 0 | SSR 20-21
6 | Plain Cement Concrete (1:4:8) proportion Nominal mix for foundations using 40mm size SS-5 metal including c/c of all materials & labour charges, machine mixing & laying concrete in foundations ramming etc complete for Bed Concrete (APSS No 402) | [11 empty] | SSR 21-22
| Qty.p.52 of M.B.No.478/A/ZP/19 |  | 21.09.2021 | [9 empty] | SSR 21-22
| For steps | 1 | x | 3 | 1.2 | 1 | 0.1 | 0.36 | Cum |  |  |  | SSR 21-22
|  | 1 | x | 1 | 1.1 | 0.7 | 0.1 | 0.08 | Cum |  |  |  | SSR 21-22
[9 empty] | Cum | 4332.55 | SSR 21-22 | 0 | SSR 21-22
19 | Plain Cement Concrete (1:4:8) proportion Nominal mix for foundations using 40mm size SS-5 metal including c/c of all materials & labour charges, machine mixing & laying concrete in foundations ramming etc complete for Bed Concrete (APSS No 402) | [11 empty] | SSR 22-23
| Qty.p.8 of M.B.No.790/A/ZP/19 | [11 empty] | SSR 22-23
|  | 1 | x | 1 | 5.5 | 0.5 | 0.1 | 0.28 | Cum |  |  |  | SSR 22-23
|  | 1 | x | 2 | 2.25 | 0.5 | 0.1 | 0.23 | Cum |  |  |  | SSR 22-23
|  | 1 | x | 1 | 3.3 | 0.5 | 0.1 | 0.17 | Cum |  |  |  | SSR 22-23
|  | 1 | x | 1 | 2.25 | 0.5 | 0.1 | 0.11 | Cum |  |  |  | SSR 22-23
|  | 1 | x | 1 | 5.6 | 1.2 | 0.1 | 0.67 | Cum |  |  |  | SSR 22-23
|  | 1 | x | 1 | 3.6 | 1.8 | 0.1 | 0.65 | Cum |  |  |  | SSR 22-23
| Qty.p.13 of M.B.No.790/A/ZP/19 | [11 empty] | SSR 22-23
|  | 1 | x | 1 | 4.9 | 2.3 | 0.1 | 1.13 | Cum |  |  |  | SSR 22-23
|  | 1 | x | 1 | 3 | 2.3 | 0.1 | 0.69 | Cum |  |  |  | SSR 22-23
SSR 22-23
[9 empty] | Cum | 4583.31 | SSR 22-23 | 0 | SSR 22-23
3 | Plain Cement Concrete (1:5:10) proportion Nominal mix for foundations using 40mm size SS-5 metal including cost and conveyance of all materials and curing charges, labour charges, machine mixing and laying concrete in foundations ramming etc complete for Bed Concrete (APSS No 402) | [11 empty] | SSR 19-20
| Qty.p.65 of M.B.No.790/A/ZP/19 | [11 empty] | SSR 19-20
|  | 1 | x | 1 | 4.72 | 0.45 | 0.1 | 0.21 | Cum |  |  |  | SSR 19-20
| Front beam | 1 | x | 1 | 5.4 | 0.45 | 0.1 | 0.24 | Cum |  |  |  | SSR 19-20
| Verandah alround | 1 | x | 1 | 10.05 | 0.45 | 0.1 | 0.45 | Cum |  |  |  | SSR 19-20
| Store platform | 1 | x | 1 | 5.46 | 0.3 | 0.1 | 0.16 | Cum |  |  |  | SSR 19-20
| For septic tank | 1 | x | 1 | 4.7 | 2.3 | 0.15 | 1.62 | Cum |  |  |  | SSR 19-20
SSR 19-20
[9 empty] | Cum | 3725 | SSR 19-20 | 0 | SSR 19-20
3 | Plain Cement Concrete (1:5:10) proportion Nominal mix for foundations using 40mm size SS-5 metal including cost and conveyance of all materials and curing charges, labour charges, machine mixing and laying concrete in foundations ramming etc complete for Bed Concrete (APSS No 402) | [11 empty] | SSR 20-21
| Qty.p.65 of M.B.No.790/A/ZP/19 | [11 empty] | SSR 20-21
|  | 1 | x | 1 | 4.72 | 0.45 | 0.1 | 0.21 | Cum |  |  |  | SSR 20-21
| Front beam | 1 | x | 1 | 5.4 | 0.45 | 0.1 | 0.24 | Cum |  |  |  | SSR 20-21
| Verandah alround | 1 | x | 1 | 10.05 | 0.45 | 0.1 | 0.45 | Cum |  |  |  | SSR 20-21
| Store platform | 1 | x | 1 | 5.46 | 0.3 | 0.1 | 0.16 | Cum |  |  |  | SSR 20-21
| For septic tank | 1 | x | 1 | 4.7 | 2.3 | 0.15 | 1.62 | Cum |  |  |  | SSR 20-21
SSR 20-21
[9 empty] | Cum | 3915.56 | SSR 20-21 | 0 | SSR 20-21
3 | Plain Cement Concrete (1:5:10) proportion Nominal mix for foundations using 40mm size SS-5 metal including cost and conveyance of all materials and curing charges, labour charges, machine mixing and laying concrete in foundations ramming etc complete for Bed Concrete (APSS No 402) | [11 empty] | SSR 21-22
| Qty.p.65 of M.B.No.790/A/ZP/19 | [11 empty] | SSR 21-22
|  | 1 | x | 1 | 4.72 | 0.45 | 0.1 | 0.21 | Cum |  |  |  | SSR 21-22
| Front beam | 1 | x | 1 | 5.4 | 0.45 | 0.1 | 0.24 | Cum |  |  |  | SSR 21-22
| Verandah alround | 1 | x | 1 | 10.05 | 0.45 | 0.1 | 0.45 | Cum |  |  |  | SSR 21-22
| Store platform | 1 | x | 1 | 5.46 | 0.3 | 0.1 | 0.16 | Cum |  |  |  | SSR 21-22
| For septic tank | 1 | x | 1 | 4.7 | 2.3 | 0.15 | 1.62 | Cum |  |  |  | SSR 21-22
SSR 21-22
[9 empty] | Cum | 4180.27 | SSR 21-22 | 0 | SSR 21-22
3 | Plain Cement Concrete (1:5:10) proportion Nominal mix for foundations using 40mm size SS-5 metal including cost and conveyance of all materials and curing charges, labour charges, machine mixing and laying concrete in foundations ramming etc complete for Bed Concrete (APSS No 402) | [11 empty] | SSR 22-23
| Qty.p.65 of M.B.No.790/A/ZP/19 | [11 empty] | SSR 22-23
|  | 1 | x | 1 | 4.72 | 0.45 | 0.1 | 0.21 | Cum |  |  |  | SSR 22-23
| Front beam | 1 | x | 1 | 5.4 | 0.45 | 0.1 | 0.24 | Cum |  |  |  | SSR 22-23
| Verandah alround | 1 | x | 1 | 10.05 | 0.45 | 0.1 | 0.45 | Cum |  |  |  | SSR 22-23
| Store platform | 1 | x | 1 | 5.46 | 0.3 | 0.1 | 0.16 | Cum |  |  |  | SSR 22-23
| For septic tank | 1 | x | 1 | 4.7 | 2.3 | 0.15 | 1.62 | Cum |  |  |  | SSR 22-23
SSR 22-23
[9 empty] | Cum | 4431.03 | SSR 22-23 | 0 | SSR 22-23
3 | Filling Basement with Selected earth by watering and ramming including all operational, incidental and including c/c of material and labour charges etc complete for finished item of the work (APSS No 309& 310) per 1 Cum | [11 empty] | SSR 19-20
| Qty.p.7 & 8 of M.B.No.111/A/ZP/22 |  | 23.11.2023 | [9 empty] | SSR 19-20
| Verandah basement | 1 | x | 1 | 3.24 | 0.97 | 0.9 | 2.83 | Cum |  |  |  | SSR 19-20
|  | 1 | x | 1 | 12.29 | 0.97 | 0.9 | 10.73 | Cum |  |  |  | SSR 19-20
|  | 1 | x | 1 | 5 | 0.97 | 0.9 | 4.37 | Cum |  |  |  | SSR 19-20
SSR 19-20
[8 empty] | 17.93 | Cum | 183 | SSR 19-20 | 3281 | SSR 19-20
7 | Filling Basement with Selected earth by watering and ramming including all operational, incidental and including c/c of material and labour charges etc complete for finished item of the work (APSS No 309& 310) per 1 Cum | [11 empty] | SSR 20-21
| Qty.p.29 of M.B.No.478/A/ZP/19 |  | 12.07.2021 | [9 empty] | SSR 20-21
| Verandah portion | 1 | x | 1 | 14.2 | 0.95 | 0.6 | 8.09 | Cum |  |  |  | SSR 20-21
| Ramp portion | 1 | x | 1 | 5.5 | 0.95 | 0.3 | 1.57 | Cum |  |  |  | SSR 20-21
SSR 20-21
[9 empty] | Cum | 205.87 | SSR 20-21 | 0 | SSR 20-21
3 | Filling Basement with Selected earth by watering and ramming including all operational, incidental and including c/c of material and labour charges etc complete for finished item of the work (APSS No 309& 310) per 1 Cum | [11 empty] | SSR 21-22
| Qty.p.34 of M.B.No.790/A/ZP/19 | [11 empty] | SSR 21-22
| C1/F1 | 1 | x | 1 | 1.65 | 1.65 | 2.25 | 6.13 | Cum |  |  |  | SSR 21-22
| Block-8 | 1 | x | 1 | 2.17 | 5 | 0.18 | 1.95 | Cum |  |  |  | SSR 21-22
SSR 21-22
[9 empty] | Cum | 199.97 | SSR 21-22 | 0 | SSR 21-22
3 | Filling Basement with Selected earth by watering and ramming including all operational, incidental and including c/c of material and labour charges etc complete for finished item of the work (APSS No 309& 310) per 1 Cum | [11 empty] | SSR 22-23
| Qty.p.12 of M.B.No.790/A/ZP/19 | [11 empty] | SSR 22-23
|  | 1 | x | 1 | 4.9 | 2.3 | 0.4 | 4.51 | Cum |  |  |  | SSR 22-23
|  | 1 | x | 1 | 3 | 2.3 | 0.25 | 1.73 | Cum |  |  |  | SSR 22-23
SSR 22-23
[9 empty] | Cum | 216.13 | SSR 22-23 | 0 | SSR 22-23
4 | Filling Basement with Gravel by watering and ramming including all operational, incidental and including c/c of material and labour charges etc complete for finished item of the work (APSS No 309& 310) per 1 Cum | [11 empty] | SSR 19-20
| Qty.p.69 of M.B.No.790/A/ZP/19 | [11 empty] | SSR 19-20
| Back side stair | 1 | x | 1 | 2.72 | 0.77 | 1.25 | 2.62 | Cum |  |  |  | SSR 19-20
| Front ramp | 1 | x | 1 | 3.16 | 1.27 | 0.435 | 1.75 | Cum |  |  |  | SSR 19-20
SSR 19-20
[9 empty] | Cum | 210 | SSR 19-20 | 0 | SSR 19-20
4 | Filling Basement with Gravel by watering and ramming including all operational, incidental and including c/c of material and labour charges etc complete for finished item of the work (APSS No 309& 310) per 1 Cum | [11 empty] | SSR 20-21
| Qty.p.69 of M.B.No.790/A/ZP/19 | [11 empty] | SSR 20-21
| Back side stair | 1 | x | 1 | 2.72 | 0.77 | 1.25 | 2.62 | Cum |  |  |  | SSR 20-21
| Front ramp | 1 | x | 1 | 3.16 | 1.27 | 0.435 | 1.75 | Cum |  |  |  | SSR 20-21
SSR 20-21
[9 empty] | Cum | 234.87 | SSR 20-21 | 0 | SSR 20-21
4 | Filling Basement with Gravel by watering and ramming including all operational, incidental and including c/c of material and labour charges etc complete for finished item of the work (APSS No 309& 310) per 1 Cum | [11 empty] | SSR 21-22
| Qty.p.69 of M.B.No.790/A/ZP/19 | [11 empty] | SSR 21-22
| Back side stair | 1 | x | 1 | 2.72 | 0.77 | 1.25 | 2.62 | Cum |  |  |  | SSR 21-22
| Front ramp | 1 | x | 1 | 3.16 | 1.27 | 0.435 | 1.75 | Cum |  |  |  | SSR 21-22
SSR 21-22
[9 empty] | Cum | 253.22 | SSR 21-22 | 0 | SSR 21-22
4 | Filling Basement with Gravel by watering and ramming including all operational, incidental and including c/c of material and labour charges etc complete for finished item of the work (APSS No 309& 310) per 1 Cum | [11 empty] | SSR 22-23
| Qty.p.69 of M.B.No.790/A/ZP/19 | [11 empty] | SSR 22-23
| Back side stair | 1 | x | 1 | 2.72 | 0.77 | 1.25 | 2.62 | Cum |  |  |  | SSR 22-23
| Front ramp | 1 | x | 1 | 3.16 | 1.27 | 0.435 | 1.75 | Cum |  |  |  | SSR 22-23
SSR 22-23
[9 empty] | Cum | 272.13 | SSR 22-23 | 0 | SSR 22-23
4 | Filling with Sand in trenches, sides of foundations & basement by watering and ramming including all operational, incidental, labour charges, hire charges of T&P etc complete including cost and conveyance of material and labour charges etc complete for finished item of the work (APSS No 309& 310) per 1 Cum | [11 empty] | SSR 19-20
| Qty.p.15 of M.B.No.1198/B/ZP/18 |  | 15.03.2021 | [9 empty] | SSR 19-20
| Basement | 1 | x | 1 | 12.96 | 5.81 | 0.9 | 67.77 | Cum |  |  |  | SSR 19-20
| Deduct columns | 1 | x | 3 | 0.23 | 0.38 | 0.9 | -0.24 | Cum |  |  |  | SSR 19-20
| Qty.p.2 of M.B.No.604/B/ZP/20 |  | 20.05.2021 | [9 empty] | SSR 19-20
| Examination room | 1 | x | 1 | 2.78 | 2.7 | 0.28 | 2.1 | Cum |  |  |  | SSR 19-20
| Lab and store room | 1 | x | 1 | 2.08 | 2.7 | 0.28 | 1.57 | Cum |  |  |  | SSR 19-20
| tiolet room | 1 | x | 1 | 1.36 | 1.745 | 0.28 | 0.66 | Cum |  |  |  | SSR 19-20
|  | 1 | x | 1 | 1.36 | 0.96 | 0.28 | 0.37 | Cum |  |  |  | SSR 19-20
| Bed room | 1 | x | 1 | 2.75 | 2.7 | 0.28 | 2.08 | Cum |  |  |  | SSR 19-20
| tiolet | 1 | x | 1 | 1.36 | 2.09 | 0.28 | 0.8 | Cum |  |  |  | SSR 19-20
|  | 1 | x | 1 | 1.36 | 0.61 | 0.28 | 0.23 | Cum |  |  |  | SSR 19-20
| Kitchen room | 1 | x | 1 | 1.83 | 2.7 | 0.28 | 1.38 | Cum |  |  |  | SSR 19-20
| Clinic & lobby | 1 | x | 1 | 6.68 | 3 | 0.28 | 5.61 | Cum |  |  |  | SSR 19-20
| Living room | 1 | x | 1 | 6.17 | 3 | 0.28 | 5.18 | Cum |  |  |  | SSR 19-20
SSR 19-20
[8 empty] | 87.51 | Cum | 1271.5 | SSR 19-20 | 111269 | SSR 19-20
4 | Filling with Sand in trenches, sides of foundations & basement by watering and ramming including all operational, incidental, labour charges, hire charges of T&P etc complete including cost and conveyance of material and labour charges etc complete for finished item of the work (APSS No 309& 310) per 1 Cum | [11 empty] | SSR 20-21
| Qty.p.19 of M.B.No.790/A/ZP/19 |  | 08.05.2021 | [9 empty] | SSR 20-21
| A1 C1 C5 A5 A1 | 1 | x | 1 | 12.94 | 5.795 | 1 | 74.99 | Cum |  |  |  | SSR 20-21
| Deduct columns | 1 | x | 3 | 0.23 | 0.38 | 1 | -0.26 | Cum |  |  |  | SSR 20-21
| Deduct Plinth beam | 1 | x | 1 | 13.08 | 0.45 | 0.1 | -0.59 | Cum |  |  |  | SSR 20-21
|  | 1 | x | 4 | 2.705 | 0.45 | 0.1 | -0.49 | Cum |  |  |  | SSR 20-21
|  | 1 | x | 1 | 1.38 | 0.45 | 0.1 | -0.06 | Cum |  |  |  | SSR 20-21
|  | 1 | x | 1 | 1.36 | 0.45 | 0.1 | -0.06 | Cum |  |  |  | SSR 20-21
|  | 1 | x | 1 | 5.935 | 0.45 | 0.1 | -0.27 | Cum |  |  |  | SSR 20-21
| Front verandah portion | 1 | x | 1 | 10.3 | 0.85 | 1.38 | 12.08 | Cum |  |  |  | SSR 20-21
|  | 1 | x | 1 | 1.5 | 0.85 | 1.38 | 1.76 | Cum |  |  |  | SSR 20-21
| Qty.p.26 of M.B.No.790/A/ZP/19 |  | 15.05.2021 | [9 empty] | SSR 20-21
| A1 C1 C5 A5 A1 | 1 | x | 1 | 13.54 | 6.395 | 0.38 | 32.9 | Cum |  |  |  | SSR 20-21
| Deduct Plinth beam | [6 empty] | -6.24 | Cum |  |  |  | SSR 20-21
SSR 20-21
[9 empty] | Cum | 1340.37 | SSR 20-21 | 0 | SSR 20-21
4 | Filling with Sand in trenches, sides of foundations & basement by watering and ramming including all operational, incidental, labour charges, hire charges of T&P etc complete including cost and conveyance of material and labour charges etc complete for finished item of the work (APSS No 309& 310) per 1 Cum | [11 empty] | SSR 21-22
| Qty.p.4 of M.B.No.790/A/ZP/19 | [11 empty] | SSR 21-22
| F1 footings | 1 | x | 1 | 1.65 | 1.65 | 0.15 | 0.41 | Cum |  |  |  | SSR 21-22
| F2 footings | 1 | x | 4 | 2 | 2 | 0.15 | 2.4 | Cum |  |  |  | SSR 21-22
SSR 21-22
[9 empty] | Cum | 1528.72 | SSR 21-22 | 0 | SSR 21-22
4 | Filling with Sand in trenches, sides of foundations & basement by watering and ramming including all operational, incidental, labour charges, hire charges of T&P etc complete including cost and conveyance of material and labour charges etc complete for finished item of the work (APSS No 309& 310) per 1 Cum | [11 empty] | SSR 22-23
| Qty.p.4 of M.B.No.790/A/ZP/19 | [11 empty] | SSR 22-23
| F1 footings | 1 | x | 1 | 1.65 | 1.65 | 0.15 | 0.41 | Cum |  |  |  | SSR 22-23
| F2 footings | 1 | x | 4 | 2 | 2 | 0.15 | 2.4 | Cum |  |  |  | SSR 22-23
SSR 22-23
[9 empty] | Cum | 1603.13 | SSR 22-23 | 0 | SSR 22-23
5 | Filling in foundation with excavated soil as per drawing and technical specification Clause 305.3.9 MORD & 304 MORTH. | [11 empty] | SSR 19-20
| Qty.p.9 & 10 of M.B.No.1198/B/ZP/18 |  | 22.02.2021 | [9 empty] | SSR 19-20
| F1 Footings | 1 | x | 3 | 1.45 | 1.45 | 1.5 | 9.46 | Cum |  |  |  | SSR 19-20
| F2 Footings | 1 | x | 9 | 1.7 | 1.7 | 1.5 | 39.02 | Cum |  |  |  | SSR 19-20
| F3 Footings | 1 | x | 3 | 1.85 | 1.85 | 1.5 | 15.4 | Cum |  |  |  | SSR 19-20
DEDUCTION
| Bed concrete | 1 | x | 3 | 1.45 | 1.45 | 0.15 | -0.95 | Cum |  |  |  | SSR 19-20
|  | 1 | x | 9 | 1.7 | 1.7 | 0.15 | -3.9 | Cum |  |  |  | SSR 19-20
|  | 1 | x | 3 | 1.85 | 1.85 | 0.15 | -1.54 | Cum |  |  |  | SSR 19-20
| Column footings | 1 | x | 3 | 1.15 | 1.15 | 0.3 | -1.19 | Cum |  |  |  | SSR 19-20
|  | 1 | x | 9 | 1.4 | 1.4 | 0.325 | -5.73 | Cum |  |  |  | SSR 19-20
|  | 1 | x | 3 | 1.55 | 1.55 | 0.35 | -2.52 | Cum |  |  |  | SSR 19-20
| columns | 1 | x | 3 | 0.23 | 0.38 | 0.6 | -0.16 | Cum |  |  |  | SSR 19-20
|  | 1 | x | 9 | 0.23 | 0.38 | 0.575 | -0.45 | Cum |  |  |  | SSR 19-20
|  | 1 | x | 3 | 0.23 | 0.38 | 0.55 | -0.14 | Cum |  |  |  | SSR 19-20
SSR 19-20
[8 empty] | 47.3 | Cum | 228 | SSR 19-20 | 10784 | SSR 19-20
4 | Filling in foundation with excavated soil as per drawing and technical specification Clause 305.3.9 MORD & 304 MORTH. | [11 empty] | SSR 20-21
| Qty.p.9 of M.B.No.790/A/ZP/19 |  | 20.10.2020 | [9 empty] | SSR 20-21
| Earthwork | [6 empty] | 63.88 | Cum |  |  |  | SSR 20-21
| Bed concrete | [6 empty] | -6.39 | Cum |  |  |  | SSR 20-21
| Column footings | [6 empty] | -9.44 | Cum |  |  |  | SSR 20-21
| Pedastal | [6 empty] | -1.37 | Cum |  |  |  | SSR 20-21
| Columns | 1 | x | 3 | 0.23 | 0.38 | 0.6 | -0.16 | Cum |  |  |  | SSR 20-21
|  | 1 | x | 9 | 0.23 | 0.38 | 0.575 | -0.45 | Cum |  |  |  | SSR 20-21
|  | 1 | x | 3 | 0.23 | 0.38 | 0.55 | -0.14 | Cum |  |  |  | SSR 20-21
SSR 20-21
[9 empty] | Cum | 249.16 | SSR 20-21 | 0 | SSR 20-21
4 | Filling in foundation with excavated soil as per drawing and technical specification Clause 305.3.9 MORD & 304 MORTH. | [11 empty] | SSR 21-22
| Qty.p.7 of M.B.No.790/A/ZP/19 | [11 empty] | SSR 21-22
| F1 footing | 1 | x | 10 | 1.5 | 1.5 | 1.8 | 40.5 | Cum |  |  |  | SSR 21-22
| F2 footing | 1 | x | 4 | 1.5 | 1.5 | 1.8 | 16.2 | Cum |  |  |  | SSR 21-22
| Deductions | [6 empty] | -16.2 | Cum |  |  |  | SSR 21-22
SSR 21-22
[9 empty] | Cum | 265.36 | SSR 21-22 | 0 | SSR 21-22
4 | Filling in foundation with excavated soil as per drawing and technical specification Clause 305.3.9 MORD & 304 MORTH. | [11 empty] | SSR 22-23
| Qty.p.7 of M.B.No.790/A/ZP/19 | [11 empty] | SSR 22-23
| F1 footing | 1 | x | 10 | 1.5 | 1.5 | 1.8 | 40.5 | Cum |  |  |  | SSR 22-23
| F2 footing | 1 | x | 4 | 1.5 | 1.5 | 1.8 | 16.2 | Cum |  |  |  | SSR 22-23
| Deductions | [6 empty] | -16.2 | Cum |  |  |  | SSR 22-23
SSR 22-23
[9 empty] | Cum | 284.4 | SSR 22-23 | 0 | SSR 22-23
6 | Reinforced Cement Concrete M25 Nominal mix (Cement: Sand: Metal) corresponding Table 9 of IS 456 using 20mm size graded machine crushed hard granite metal from approved quarry including c/c of all materials like Cement, Sand, coarse aggregate, water etc to site, all marerials including labour charges such as machine mixing, laying concrete, curing etc complete but excluding cost of steel and its fabrication charges for finished item of work for column footings | [11 empty] | SSR 19-20
| Qty.p.6 & 7 of M.B.No.1198/B/ZP/18 |  | 15.02.2021 | [9 empty] | SSR 19-20
| F1 Footings | 1 | x | 3 | 1.15 | 1.15 | 0.3 | 1.19 | Cum |  |  |  | SSR 19-20
| F2 Footings | 1 | x | 9 | 1.4 | 1.4 | 0.325 | 5.73 | Cum |  |  |  | SSR 19-20
| F3 Footings | 1 | x | 3 | 1.55 | 1.55 | 0.35 | 2.52 | Cum |  |  |  | SSR 19-20
SSR 19-20
[8 empty] | 9.44 | Cum | 6979.88 | SSR 19-20 | 65890 | SSR 19-20
5 | Reinforced Cement Concrete M25 Nominal mix (Cement: Sand: Metal) corresponding Table 9 of IS 456 using 20mm size graded machine crushed hard granite metal from approved quarry including c/c of all materials like Cement, Sand, coarse aggregate, water etc to site, all marerials including labour charges such as machine mixing, laying concrete, curing etc complete but excluding cost of steel and its fabrication charges for finished item of work for column footings | [11 empty] | SSR 20-21
| Qty.p.6 & 7 of M.B.No.790/A/ZP/19 |  | 15.10.2020 | [9 empty] | SSR 20-21
| F1 Footings | 1 | x | 3 | 1.15 | 1.15 | 0.3 | 1.19 | Cum |  |  |  | SSR 20-21
| F2 Footings | 1 | x | 9 | 1.4 | 1.4 | 0.325 | 5.73 | Cum |  |  |  | SSR 20-21
| F3 Footings | 1 | x | 3 | 1.55 | 1.55 | 0.35 | 2.52 | Cum |  |  |  | SSR 20-21
SSR 20-21
[9 empty] | Cum | 7288.23 | SSR 20-21 | 0 | SSR 20-21
11 | Reinforced Cement Concrete M25 Nominal mix (Cement: Sand: Metal) corresponding Table 9 of IS 456 using 20mm size graded machine crushed hard granite metal from approved quarry including c/c of all materials like Cement, Sand, coarse aggregate, water etc to site, all marerials including labour charges such as machine mixing, laying concrete, curing etc complete but excluding cost of steel and its fabrication charges for finished item of work for column footings | [11 empty] | SSR 21-22
| Qty.p.60 & 61 of M.B.No.478/A/ZP/19 |  | 22.10.2021 | [9 empty] | SSR 21-22
| Platform slab | 1 | x | 2 | 1.2 | 0.5 | 0.05 | 0.06 | Cum |  |  |  | SSR 21-22
|  | 1 | x | 1 | 2.15 | 0.45 | 0.05 | 0.05 | Cum |  |  |  | SSR 21-22
SSR 21-22
[9 empty] | Cum | 7685.43 | SSR 21-22 | 0 | SSR 21-22
5 | Reinforced Cement Concrete M25 Nominal mix (Cement: Sand: Metal) corresponding Table 9 of IS 456 using 20mm size graded machine crushed hard granite metal from approved quarry including c/c of all materials like Cement, Sand, coarse aggregate, water etc to site, all marerials including labour charges such as machine mixing, laying concrete, curing etc complete but excluding cost of steel and its fabrication charges for finished item of work for column footings | [11 empty] | SSR 22-23
| Qty.p.21 of M.B.No.790/A/ZP/19 | [11 empty] | SSR 22-23
| C1/F1 | 1 | x | 1 | 1.35 | 1.35 | 0.3 | 0.55 | Cum |  |  |  | SSR 22-23
SSR 22-23
[9 empty] | Cum | 8062.18 | SSR 22-23 | 0 | SSR 22-23
7 | ~do~ for Pedastal concrete etc., complete | [11 empty] | SSR 19-20
| Qty.p.7 of M.B.No.1198/B/ZP/18 |  | 15.02.2021 | [9 empty] | SSR 19-20
|  | 1 | x | 15 | 0.45 | 0.45 | 0.45 | 1.37 | Cum |  |  |  | SSR 19-20
SSR 19-20
[8 empty] | 1.37 | Cum | 7392.88 | SSR 19-20 | 10128 | SSR 19-20
6 | ~do~ for Pedastal concrete etc., complete | [11 empty] | SSR 20-21
| Qty.p.7 of M.B.No.790/A/ZP/19 |  | 15.10.2020 | [9 empty] | SSR 20-21
|  | 1 | x | 15 | 0.45 | 0.45 | 0.45 | 1.37 | Cum |  |  |  | SSR 20-21
SSR 20-21
[9 empty] | Cum | 7701.23 | SSR 20-21 | 0 | SSR 20-21
6 | ~do~ for Pedastal concrete etc., complete | [11 empty] | SSR 21-22
| Qty.p.22 of M.B.No.790/A/ZP/19 | [11 empty] | SSR 21-22
|  | 1 | x | 18 | 0.45 | 0.45 | 0.45 | 1.64 | Cum |  |  |  | SSR 21-22
SSR 21-22
[9 empty] | Cum | 8124.43 | SSR 21-22 | 0 | SSR 21-22
6 | ~do~ for Pedastal concrete etc., complete | [11 empty] | SSR 22-23
| Qty.p.22 of M.B.No.790/A/ZP/19 | [11 empty] | SSR 22-23
|  | 1 | x | 18 | 0.45 | 0.45 | 0.45 | 1.64 | Cum |  |  |  | SSR 22-23
SSR 22-23
[9 empty] | Cum | 8501.18 | SSR 22-23 | 0 | SSR 22-23
8 | ~do~ for Columns etc., complete | [11 empty] | SSR 19-20
| Qty.p.7 & 8 of M.B.No.1198/B/ZP/18 |  | 15.02.2021 | [9 empty] | SSR 19-20
| A3C1 | 1 | x | 1 | 0.23 | 0.38 | 1.2 | 0.1 | Cum |  |  |  | SSR 19-20
| A1C1 C5C1 A5C1 A1C1 B5C1 | 1 | x | 5 | 0.23 | 0.38 | 1.35 | 0.59 | Cum |  |  |  | SSR 19-20
| B2C1 B4C1 C4 C1 | 1 | x | 3 | 0.23 | 0.38 | 1.45 | 0.38 | Cum |  |  |  | SSR 19-20
| C1C1 C3C1 | 1 | x | 2 | 0.23 | 0.38 | 1.5 | 0.26 | Cum |  |  |  | SSR 19-20
| C2C1 | 1 | x | 1 | 0.23 | 0.38 | 1.65 | 0.14 | Cum |  |  |  | SSR 19-20
| A2C3 A4C3 | 1 | x | 2 | 0.23 | 0.38 | 1.35 | 0.24 | Cum |  |  |  | SSR 19-20
| B3C2 | 1 | x | 1 | 0.23 | 0.38 | 1.45 | 0.13 | Cum |  |  |  | SSR 19-20
| Qty.p.23 of M.B.No.1198/B/ZP/18 |  | 19.03.2021 | [9 empty] | SSR 19-20
| C1 C2 C3 | 1 | x | 15 | 0.23 | 0.38 | 2.9 | 3.8 | Cum |  |  |  | SSR 19-20
SSR 19-20
[8 empty] | 5.64 | Cum | 9116.88 | SSR 19-20 | 51419 | SSR 19-20
7 | ~do~ for Columns etc., complete | [11 empty] | SSR 20-21
| Qty.p.7 & 8 of M.B.No.790/A/ZP/19 |  | 15.10.2020 | [9 empty] | SSR 20-21
| F1 | 1 | x | 3 | 0.23 | 0.38 | 1.4 | 0.37 | Cum |  |  |  | SSR 20-21
| F2 | 1 | x | 9 | 0.23 | 0.38 | 1.375 | 1.08 | Cum |  |  |  | SSR 20-21
| F3 | 1 | x | 3 | 0.23 | 0.38 | 1.35 | 0.35 | Cum |  |  |  | SSR 20-21
| Qty.p.26 of M.B.No.790/A/ZP/19 |  | 23.11.2020 | [9 empty] | SSR 20-21
|  | 1 | x | 15 | 0.23 | 0.38 | 2.875 | 3.77 | Cum |  |  |  | SSR 20-21
| Qty.p.58 of M.B.No.790/A/ZP/19 |  | 03.03.2021 | [9 empty] | SSR 20-21
| Dummy pillars | 1 | x | 15 | 0.23 | 0.38 | 0.9 | 1.18 | Cum |  |  |  | SSR 20-21
SSR 20-21
[9 empty] | Cum | 9466.93 | SSR 20-21 | 0 | SSR 20-21
7 | ~do~ for Columns etc., complete | [11 empty] | SSR 21-22
| Qty.p.23 of M.B.No.790/A/ZP/19 | [11 empty] | SSR 21-22
| C1/F1 | 1 | x | 1 | 0.23 | 0.38 | 1.72 | 0.15 | Cum |  |  |  | SSR 21-22
| C1/F2 | 1 | x | 1 | 0.23 | 0.38 | 1.79 | 0.16 | Cum |  |  |  | SSR 21-22
| C1/F2 | 1 | x | 1 | 0.23 | 0.38 | 1.75 | 0.15 | Cum |  |  |  | SSR 21-22
| C2/F2 | 1 | x | 1 | 0.23 | 0.38 | 1.68 | 0.15 | Cum |  |  |  | SSR 21-22
| C2/F2 | 1 | x | 1 | 0.23 | 0.38 | 1.74 | 0.15 | Cum |  |  |  | SSR 21-22
| C1/F1 | 1 | x | 1 | 0.23 | 0.23 | 2.795 | 0.15 | Cum |  |  |  | SSR 21-22
| C2/F2 To C2/F2 | 1 | x | 5 | 0.23 | 0.38 | 2.795 | 1.22 | Cum |  |  |  | SSR 21-22
| C1/F1 | 1 | x | 1 | 0.23 | 0.23 | 2.795 | 0.15 | Cum |  |  |  | SSR 21-22
SSR 21-22
[9 empty] | Cum | 10004.82 | SSR 21-22 | 0 | SSR 21-22
7 | ~do~ for Columns etc., complete | [11 empty] | SSR 22-23
| Qty.p.23 of M.B.No.790/A/ZP/19 | [11 empty] | SSR 22-23
| C1/F1 | 1 | x | 1 | 0.23 | 0.38 | 1.72 | 0.15 | Cum |  |  |  | SSR 22-23
| C1/F2 | 1 | x | 1 | 0.23 | 0.38 | 1.79 | 0.16 | Cum |  |  |  | SSR 22-23
| C1/F2 | 1 | x | 1 | 0.23 | 0.38 | 1.75 | 0.15 | Cum |  |  |  | SSR 22-23
| C2/F2 | 1 | x | 1 | 0.23 | 0.38 | 1.68 | 0.15 | Cum |  |  |  | SSR 22-23
| C2/F2 | 1 | x | 1 | 0.23 | 0.38 | 1.74 | 0.15 | Cum |  |  |  | SSR 22-23
| C1/F1 | 1 | x | 1 | 0.23 | 0.23 | 2.795 | 0.15 | Cum |  |  |  | SSR 22-23
| C2/F2 To C2/F2 | 1 | x | 5 | 0.23 | 0.38 | 2.795 | 1.22 | Cum |  |  |  | SSR 22-23
| C1/F1 | 1 | x | 1 | 0.23 | 0.23 | 2.795 | 0.15 | Cum |  |  |  | SSR 22-23
SSR 22-23
[9 empty] | Cum | 10417.6 | SSR 22-23 | 0 | SSR 22-23
9 | ~do~ for Plinth beam etc., complete | [11 empty] | SSR 19-20
| Qty.p.21 to 23 of M.B.No.1198/B/ZP/18 |  | 19.03.2021 | [9 empty] | SSR 19-20
| PB 101 | 1 | x | 1 | 13.54 | 0.23 | 0.38 | 1.18 | Cum |  |  |  | SSR 19-20
| PB 102 | 1 | x | 1 | 1.36 | 0.23 | 0.38 | 0.12 | Cum |  |  |  | SSR 19-20
| PB 103 | 1 | x | 1 | 1.36 | 0.23 | 0.38 | 0.12 | Cum |  |  |  | SSR 19-20
| PB 104 | 1 | x | 1 | 13.54 | 0.23 | 0.38 | 1.18 | Cum |  |  |  | SSR 19-20
| PB 105 | 1 | x | 1 | 13.54 | 0.23 | 0.38 | 1.18 | Cum |  |  |  | SSR 19-20
| PB 106 | 1 | x | 1 | 5.63 | 0.23 | 0.38 | 0.49 | Cum |  |  |  | SSR 19-20
| Deduct crossing | 1 | x | 1 | 0.23 | 0.38 | 0.38 | -0.03 | Cum |  |  |  | SSR 19-20
| PB 107 | 1 | x | 1 | 2.7 | 0.23 | 0.38 | 0.24 | Cum |  |  |  | SSR 19-20
| PB 108 | 1 | x | 1 | 2.7 | 0.23 | 0.38 | 0.24 | Cum |  |  |  | SSR 19-20
| PB 109 | 1 | x | 1 | 5.93 | 0.23 | 0.35 | 0.48 | Cum |  |  |  | SSR 19-20
| Deduct crossing | 1 | x | 1 | 0.23 | 0.23 | 0.38 | -0.02 | Cum |  |  |  | SSR 19-20
| PB 110 | 1 | x | 1 | 2.7 | 0.23 | 0.38 | 0.24 | Cum |  |  |  | SSR 19-20
| PB 111 | 1 | x | 1 | 2.7 | 0.23 | 0.38 | 0.24 | Cum |  |  |  | SSR 19-20
| PB 112 | 1 | x | 1 | 5.93 | 0.23 | 0.38 | 0.52 | Cum |  |  |  | SSR 19-20
| Deduct crossing | 1 | x | 1 | 0.23 | 0.38 | 0.38 | -0.03 | Cum |  |  |  | SSR 19-20
SSR 19-20
[8 empty] | 6.15 | Cum | 8971.88 | SSR 19-20 | 55177 | SSR 19-20
8 | ~do~ for Plinth beam etc., complete | [11 empty] | SSR 20-21
| Qty.p.23 of M.B.No.790/A/ZP/19 |  | 15.11.2020 | [9 empty] | SSR 20-21
| PB 101 104 105 | 1 | x | 3 | 13.08 | 0.23 | 0.38 | 3.43 | Cum |  |  |  | SSR 20-21
| PB 106 112 | 1 | x | 2 | 6.395 | 0.23 | 0.38 | 1.12 | Cum |  |  |  | SSR 20-21
| PB 109 | 1 | x | 1 | 5.935 | 0.23 | 0.38 | 0.52 | Cum |  |  |  | SSR 20-21
| Deduct beam junction | 1 | x | 1 | 0.23 | 0.23 | 0.38 | -0.02 | Cum |  |  |  | SSR 20-21
| PB 107 108 110 111 | 1 | x | 4 | 2.705 | 0.23 | 0.38 | 0.95 | Cum |  |  |  | SSR 20-21
| PB 102 | 1 | x | 1 | 1.38 | 0.23 | 0.38 | 0.12 | Cum |  |  |  | SSR 20-21
| PB 103 | 1 | x | 1 | 1.36 | 0.23 | 0.38 | 0.12 | Cum |  |  |  | SSR 20-21
SSR 20-21
[9 empty] | Cum | 9280.23 | SSR 20-21 | 0 | SSR 20-21
8 | ~do~ for Plinth beam etc., complete | [11 empty] | SSR 21-22
| Qty.p.49 of M.B.No.790/A/ZP/19 | [11 empty] | SSR 21-22
| Alround the building | 1 | x | 1 | 48.51 | 0.23 | 0.37 | 4.13 | Cum |  |  |  | SSR 21-22
|  | 1 | x | 1 | 6.3 | 0.3 | 0.2 | 0.38 | Cum |  |  |  | SSR 21-22
SSR 21-22
[9 empty] | Cum | 9785.43 | SSR 21-22 | 0 | SSR 21-22
8 | ~do~ for Plinth beam etc., complete | [11 empty] | SSR 22-23
| Qty.p.49 of M.B.No.790/A/ZP/19 | [11 empty] | SSR 22-23
| Alround the building | 1 | x | 1 | 48.51 | 0.23 | 0.37 | 4.13 | Cum |  |  |  | SSR 22-23
|  | 1 | x | 1 | 6.3 | 0.3 | 0.2 | 0.38 | Cum |  |  |  | SSR 22-23
SSR 22-23
[9 empty] | Cum | 10162.18 | SSR 22-23 | 0 | SSR 22-23
10 | ~do~ for Beams etc., complete | [11 empty] | SSR 19-20
| Qty.p.17 to 19 of M.B.No.604/B/ZP/20 |  | 23.06.2021 | [9 empty] | SSR 19-20
| FB 101 | 1 | x | 1 | 13.54 | 0.23 | 0.3 | 0.93 | Cum |  |  |  | SSR 19-20
| FB 102 | 1 | x | 1 | 13.54 | 0.23 | 0.3 | 0.93 | Cum |  |  |  | SSR 19-20
| FB 103 | 1 | x | 1 | 15.72 | 0.23 | 0.3 | 1.08 | Cum |  |  |  | SSR 19-20
| FB 104 | 1 | x | 1 | 15.72 | 0.23 | 0.3 | 1.08 | Cum |  |  |  | SSR 19-20
| FB 105 | 1 | x | 2 | 3.36 | 0.23 | 0.3 | 0.46 | Cum |  |  |  | SSR 19-20
| FB 106 | 1 | x | 1 | 7.36 | 0.23 | 0.3 | 0.51 | Cum |  |  |  | SSR 19-20
| Deduct crossing | 1 | x | 1 | 0.23 | 0.23 | 0.3 | -0.02 | Cum |  |  |  | SSR 19-20
| Deduct crossing | 1 | x | 1 | 0.23 | 0.38 | 0.3 | -0.03 | Cum |  |  |  | SSR 19-20
| FB 107 | 1 | x | 1 | 1.09 | 0.23 | 0.3 | 0.08 | Cum |  |  |  | SSR 19-20
| FB 108 | 1 | x | 1 | 2.7 | 0.23 | 0.3 | 0.19 | Cum |  |  |  | SSR 19-20
| FB 109 | 1 | x | 1 | 2.7 | 0.23 | 0.3 | 0.19 | Cum |  |  |  | SSR 19-20
| FB 110 | 1 | x | 1 | 7.36 | 0.23 | 0.3 | 0.51 | Cum |  |  |  | SSR 19-20
| Deduct crossing | 1 | x | 2 | 0.23 | 0.23 | 0.3 | -0.03 | Cum |  |  |  | SSR 19-20
| FB 111 | 1 | x | 1 | 1.09 | 0.23 | 0.3 | 0.08 | Cum |  |  |  | SSR 19-20
| FB 112 | 1 | x | 1 | 2.7 | 0.23 | 0.3 | 0.19 | Cum |  |  |  | SSR 19-20
| FB 113 | 1 | x | 1 | 2.7 | 0.23 | 0.3 | 0.19 | Cum |  |  |  | SSR 19-20
| FB 114 | 1 | x | 1 | 7.3 | 0.23 | 0.3 | 0.5 | Cum |  |  |  | SSR 19-20
| Deduct crossing | 1 | x | 1 | 0.23 | 0.23 | 0.3 | -0.02 | Cum |  |  |  | SSR 19-20
| Deduct crossing | 1 | x | 1 | 0.23 | 0.38 | 0.3 | -0.03 | Cum |  |  |  | SSR 19-20
| FB 115 | 1 | x | 2 | 1.09 | 0.23 | 0.3 | 0.15 | Cum |  |  |  | SSR 19-20
SSR 19-20
[8 empty] | 6.94 | Cum | 8954.36 | SSR 19-20 | 62143 | SSR 19-20
15 | ~do~ for Beams etc., complete | [11 empty] | SSR 20-21
| Qty.p.46 to 48 of M.B.No.1269/B/ZP/18 |  | 28.05.2021 | [9 empty] | SSR 20-21
| FB 101 | 1 | x | 1 | 13.54 | 0.23 | 0.3 | 0.93 | Cum |  |  |  | SSR 20-21
| FB 102 | 1 | x | 1 | 13.54 | 0.23 | 0.3 | 0.93 | Cum |  |  |  | SSR 20-21
| FB 103 | 1 | x | 1 | 15.72 | 0.23 | 0.3 | 1.08 | Cum |  |  |  | SSR 20-21
| FB 104 | 1 | x | 1 | 15.72 | 0.23 | 0.3 | 1.08 | Cum |  |  |  | SSR 20-21
| FB 105 | 1 | x | 2 | 3.36 | 0.23 | 0.3 | 0.46 | Cum |  |  |  | SSR 20-21
| FB 106 | 1 | x | 1 | 7.36 | 0.23 | 0.3 | 0.51 | Cum |  |  |  | SSR 20-21
| Deduct crossing | 1 | x | 1 | 0.23 | 0.23 | 0.3 | -0.02 | Cum |  |  |  | SSR 20-21
| Deduct crossing | 1 | x | 1 | 0.23 | 0.38 | 0.3 | -0.03 | Cum |  |  |  | SSR 20-21
| FB 107 | 1 | x | 1 | 1.09 | 0.23 | 0.3 | 0.08 | Cum |  |  |  | SSR 20-21
| FB 108 | 1 | x | 1 | 2.7 | 0.23 | 0.3 | 0.19 | Cum |  |  |  | SSR 20-21
| FB 109 | 1 | x | 1 | 2.7 | 0.23 | 0.3 | 0.19 | Cum |  |  |  | SSR 20-21
| FB 110 | 1 | x | 1 | 7.36 | 0.23 | 0.3 | 0.51 | Cum |  |  |  | SSR 20-21
| Deduct crossing | 1 | x | 2 | 0.23 | 0.23 | 0.3 | -0.03 | Cum |  |  |  | SSR 20-21
| FB 111 | 1 | x | 1 | 1.09 | 0.23 | 0.3 | 0.08 | Cum |  |  |  | SSR 20-21
| FB 112 | 1 | x | 1 | 2.7 | 0.23 | 0.3 | 0.19 | Cum |  |  |  | SSR 20-21
| FB 113 | 1 | x | 1 | 2.7 | 0.23 | 0.3 | 0.19 | Cum |  |  |  | SSR 20-21
| FB 114 | 1 | x | 1 | 7.3 | 0.23 | 0.3 | 0.5 | Cum |  |  |  | SSR 20-21
| Deduct crossing | 1 | x | 1 | 0.23 | 0.23 | 0.3 | -0.02 | Cum |  |  |  | SSR 20-21
| Deduct crossing | 1 | x | 1 | 0.23 | 0.38 | 0.3 | -0.03 | Cum |  |  |  | SSR 20-21
| FB 115 | 1 | x | 2 | 1.09 | 0.23 | 0.3 | 0.15 | Cum |  |  |  | SSR 20-21
SSR 20-21
[9 empty] | Cum | 9169.52 | SSR 20-21 | 0 | SSR 20-21
9 | ~do~ for Beams etc., complete | [11 empty] | SSR 21-22
| Qty.p.15 of M.B.No.790/A/ZP/19 | [11 empty] | SSR 21-22
|  | 1 | x | 1 | 3.275 | 0.23 | 0.3 | 0.23 | Cum |  |  |  | SSR 21-22
|  | 1 | x | 1 | 5.45 | 0.23 | 0.38 | 0.48 | Cum |  |  |  | SSR 21-22
|  | 1 | x | 1 | 3.275 | 0.23 | 0.3 | 0.23 | Cum |  |  |  | SSR 21-22
|  | 1 | x | 1 | 5.45 | 0.23 | 0.38 | 0.48 | Cum |  |  |  | SSR 21-22
|  | 1 | x | 1 | 3.275 | 0.23 | 0.3 | 0.23 | Cum |  |  |  | SSR 21-22
|  | 1 | x | 1 | 5.45 | 0.23 | 0.38 | 0.48 | Cum |  |  |  | SSR 21-22
|  | 1 | x | 1 | 4.275 | 0.23 | 0.3 | 0.29 | Cum |  |  |  | SSR 21-22
|  | 1 | x | 1 | 5.45 | 0.23 | 0.38 | 0.48 | Cum |  |  |  | SSR 21-22
|  | 1 | x | 1 | 4.275 | 0.23 | 0.3 | 0.29 | Cum |  |  |  | SSR 21-22
|  | 1 | x | 1 | 5.45 | 0.23 | 0.38 | 0.48 | Cum |  |  |  | SSR 21-22
|  | 1 | x | 1 | 5.45 | 0.15 | 0.38 | 0.31 | Cum |  |  |  | SSR 21-22
|  | 1 | x | 1 | 2.75 | 0.15 | 0.38 | 0.16 | Cum |  |  |  | SSR 21-22
|  | 1 | x | 1 | 9.52 | 0.23 | 0.3 | 0.66 | Cum |  |  |  | SSR 21-22
|  | 1 | x | 2 | 0.23 | 0.23 | 0.3 | -0.03 | Cum |  |  |  | SSR 21-22
|  | 1 | x | 1 | 9.16 | 0.23 | 0.3 | 0.63 | Cum |  |  |  | SSR 21-22
|  | 1 | x | 1 | 1.65 | 0.23 | 0.38 | 0.14 | Cum |  |  |  | SSR 21-22
|  | 1 | x | 3 | 0.23 | 0.23 | 0.3 | -0.05 | Cum |  |  |  | SSR 21-22
|  | 1 | x | 1 | 9.16 | 0.23 | 0.3 | 0.63 | Cum |  |  |  | SSR 21-22
|  | 1 | x | 1 | 1.65 | 0.23 | 0.38 | 0.14 | Cum |  |  |  | SSR 21-22
|  | 1 | x | 3 | 0.23 | 0.23 | 0.3 | -0.05 | Cum |  |  |  | SSR 21-22
|  | 1 | x | 1 | 12.01 | 0.23 | 0.3 | 0.83 | Cum |  |  |  | SSR 21-22
|  | 1 | x | 1 | 1.65 | 0.23 | 0.38 | 0.14 | Cum |  |  |  | SSR 21-22
|  | 1 | x | 3 | 0.23 | 0.23 | 0.3 | -0.05 | Cum |  |  |  | SSR 21-22
SSR 21-22
[9 empty] | Cum | 9635.33 | SSR 21-22 | 0 | SSR 21-22
9 | ~do~ for Beams etc., complete | [11 empty] | SSR 22-23
| Qty.p.68 of M.B.No.790/A/ZP/19 | [11 empty] | SSR 22-23
| Mid landing beam | 1 | x | 1 | 2.65 | 0.23 | 0.3 | 0.18 | Cum |  |  |  | SSR 22-23
| B1 to B4 | 1 | x | 2 | 1 | 0.23 | 0.3 | 0.14 | Cum |  |  |  | SSR 22-23
| FB112 | 1 | x | 1 | 15.75 | 0.23 | 0.3 | 1.09 | Cum |  |  |  | SSR 22-23
| Deduction | 1 | x | 6 | 0.23 | 0.23 | 0.3 | -0.1 | Cum |  |  |  | SSR 22-23
SSR 22-23
[9 empty] | Cum | 9921.19 | SSR 22-23 | 0 | SSR 22-23
11 | ~do~ for Waist slab 150mm thick etc., complete | [11 empty] | SSR 19-20
| Qty.p.37 of M.B.No.790/A/ZP/19 |  | 16.06.2021 | [9 empty] | SSR 19-20
| Landing slab | 1 | x | 1 | 3.4 | 1.3 | 0 | 4.42 | Sqm |  |  |  | SSR 19-20
| 1st flight | 1 | x | 1 | 3.2 | 1.3 | 0 | 4.16 | Sqm |  |  |  | SSR 19-20
| Qty.p.16 of M.B.No.790/A/ZP/19 |  | 01.06.2022 | [9 empty] | SSR 19-20
| 2nd flight | 1 | x | 1 | 3.2 | 1.35 | 0 | 4.32 | Sqm |  |  |  | SSR 19-20
SSR 19-20
[9 empty] | Sqm | 1195.95 | SSR 19-20 | 0 | SSR 19-20
10 | ~do~ for Waist slab 150mm thick etc., complete | [11 empty] | SSR 20-21
| Qty.p.37 of M.B.No.790/A/ZP/19 | [11 empty] | SSR 20-21
|  | 1 | x | 1 | 3.4 | 1.3 | 0 | 4.42 | Sqm |  |  |  | SSR 20-21
|  | 1 | x | 1 | 3.2 | 1.3 | 0 | 4.16 | Sqm |  |  |  | SSR 20-21
SSR 20-21
[9 empty] | Sqm | 1239.23 | SSR 20-21 | 0 | SSR 20-21
10 | ~do~ for Waist slab 150mm thick etc., complete | [11 empty] | SSR 21-22
| Qty.p.16 of M.B.No.790/A/ZP/19 | [11 empty] | SSR 21-22
|  | 1 | x | 1 | 3.2 | 1.35 | 0 | 4.32 | Sqm |  |  |  | SSR 21-22
SSR 21-22
[9 empty] | Sqm | 1302.4 | SSR 21-22 | 0 | SSR 21-22
10 | ~do~ for Waist slab 150mm thick etc., complete | [11 empty] | SSR 22-23
| Qty.p.68 of M.B.No.790/A/ZP/19 | [11 empty] | SSR 22-23
| Dead slab (1st flight) | 1 | x | 1 | 3.2 | 1.2 | 0 | 3.84 | Sqm |  |  |  | SSR 22-23
| Dead slab (2nd flight) | 1 | x | 1 | 3.6 | 1.21 | 0 | 4.36 | Sqm |  |  |  | SSR 22-23
SSR 22-23
[9 empty] | Sqm | 1345.28 | SSR 22-23 | 0 | SSR 22-23
11 | ~do~ for Roof slab 125mm thick etc., complete | [11 empty] | SSR 19-20
| Qty.p.19 of M.B.No.604/B/ZP/20 |  | 23.06.2021 | [9 empty] | SSR 19-20
|  | 1 | x | 1 | 14.1 | 7.95 | 0 | 112.1 | Sqm |  |  |  | SSR 19-20
|  | 1 | x | 2 | 3.15 | 0.95 | 0 | 5.99 | Sqm |  |  |  | SSR 19-20
SSR 19-20
[8 empty] | 118.09 | Sqm | 1071.8 | SSR 19-20 | 126569 | SSR 19-20
16 | ~do~ for Roof slab 125mm thick etc., complete | [11 empty] | SSR 20-21
| Qty.p.48 of M.B.No.1269/B/ZP/18 |  | 28.05.2021 | [9 empty] | SSR 20-21
|  | 1 | x | 1 | 14.2 | 4.87 | 0 | 69.15 | Sqm |  |  |  | SSR 20-21
|  | 1 | x | 1 | 16.1 | 3.05 | 0 | 49.11 | Sqm |  |  |  | SSR 20-21
SSR 20-21
[9 empty] | Sqm | 1109.69 | SSR 20-21 | 0 | SSR 20-21
11 | ~do~ for Roof slab 125mm thick etc., complete | [11 empty] | SSR 21-22
| Qty.p.16 of M.B.No.790/A/ZP/19 | [11 empty] | SSR 21-22
|  | 1 | x | 1 | 10.45 | 9.45 | 0 | 98.75 | Sqm |  |  |  | SSR 21-22
|  | 1 | x | 1 | 5.6 | 5.65 | 0 | 31.64 | Sqm |  |  |  | SSR 21-22
|  | 1 | x | 1 | 4.5 | 0.3 | 0 | 1.35 | Sqm |  |  |  | SSR 21-22
SSR 21-22
[9 empty] | Sqm | 1166.67 | SSR 21-22 | 0 | SSR 21-22
11 | ~do~ for Roof slab 125mm thick etc., complete | [11 empty] | SSR 22-23
| Qty.p.93 of M.B.No.790/A/ZP/19 | [11 empty] | SSR 22-23
|  | 1 | x | 1 | 16.09 | 10.19 | 0 | 163.96 | Sqm |  |  |  | SSR 22-23
|  | 1 | x | 1 | 3.86 | 2.63 | 0 | -10.15 | Sqm |  |  |  | SSR 22-23
SSR 22-23
[9 empty] | Sqm | 1202.4 | SSR 22-23 | 0 | SSR 22-23
12 | ~do~ for Roof slab 100mm thick etc., complete | [11 empty] | SSR 19-20
| Qty.p.20 of M.B.No.604/B/ZP/20 |  | 23.06.2021 | [9 empty] | SSR 19-20
|  | 1 | x | 2 | 3.35 | 0.95 | 0 | 6.37 | Sqm |  |  |  | SSR 19-20
|  | 1 | x | 1 | 16.6 | 0.95 | 0 | 15.77 | Sqm |  |  |  | SSR 19-20
SSR 19-20
[8 empty] | 22.14 | Sqm | 947.64 | SSR 19-20 | 20981 | SSR 19-20
17 | ~do~ for Roof slab 100mm thick etc., complete | [11 empty] | SSR 20-21
| Qty.p.49 of M.B.No.1269/B/ZP/18 |  | 28.05.2021 | [9 empty] | SSR 20-21
|  | 1 | x | 1 | 16.6 | 0.9 | 0 | 14.94 | Sqm |  |  |  | SSR 20-21
|  | 1 | x | 2 | 3.35 | 0.9 | 0 | 6.03 | Sqm |  |  |  | SSR 20-21
SSR 20-21
[9 empty] | Sqm | 980.15 | SSR 20-21 | 0 | SSR 20-21
11 | ~do~ for Roof slab 100mm thick etc., complete | [11 empty] | SSR 21-22
| Qty.p.49 of M.B.No.790/A/ZP/19 | [11 empty] | SSR 21-22
|  | 1 | x | 2 | 3.35 | 0.95 | 0 | 6.37 | Sqm |  |  |  | SSR 21-22
|  | 1 | x | 1 | 16.6 | 0.95 | 0 | 15.77 | Sqm |  |  |  | SSR 21-22
SSR 21-22
[9 empty] | Sqm | 1030.93 | SSR 21-22 | 0 | SSR 21-22
11 | ~do~ for Roof slab 100mm thick etc., complete | [11 empty] | SSR 22-23
| Qty.p.49 of M.B.No.790/A/ZP/19 | [11 empty] | SSR 22-23
|  | 1 | x | 2 | 3.35 | 0.95 | 0 | 6.37 | Sqm |  |  |  | SSR 22-23
|  | 1 | x | 1 | 16.6 | 0.95 | 0 | 15.77 | Sqm |  |  |  | SSR 22-23
SSR 22-23
[9 empty] | Sqm | 1059.52 | SSR 22-23 | 0 | SSR 22-23
11 | ~do~ for Roof slab 50mm thick etc., complete | [11 empty] | SSR 19-20
| Qty.p.23 of M.B.No.790/A/ZP/19 | [11 empty] | SSR 19-20
| 50 thick | 1 | x | 2 | 3.33 | 1.32 | 0 | 8.79 | Sqm |  |  |  | SSR 19-20
|  | 2 | x | 0.5 | 0.94 | 1.35 | 0 | 1.27 | Sqm |  |  |  | SSR 19-20
SSR 19-20
[9 empty] | Sqm | 471.03 | SSR 19-20 | 0 | SSR 19-20
11 | ~do~ for Roof slab 50mm thick etc., complete | [11 empty] | SSR 20-21
| Qty.p.23 of M.B.No.790/A/ZP/19 | [11 empty] | SSR 20-21
| 50 thick | 1 | x | 2 | 3.33 | 1.32 | 0 | 8.79 | Sqm |  |  |  | SSR 20-21
|  | 2 | x | 0.5 | 0.94 | 1.35 | 0 | 1.27 | Sqm |  |  |  | SSR 20-21
SSR 20-21
[9 empty] | Sqm | 487.1 | SSR 20-21 | 0 | SSR 20-21
11 | ~do~ for Roof slab 50mm thick etc., complete | [11 empty] | SSR 21-22
| Qty.p.23 of M.B.No.790/A/ZP/19 | [11 empty] | SSR 21-22
| 50 thick | 1 | x | 2 | 3.33 | 1.32 | 0 | 8.79 | Sqm |  |  |  | SSR 21-22
|  | 2 | x | 0.5 | 0.94 | 1.35 | 0 | 1.27 | Sqm |  |  |  | SSR 21-22
SSR 21-22
[9 empty] | Sqm | 512.26 | SSR 21-22 | 0 | SSR 21-22
11 | ~do~ for Roof slab 50mm thick etc., complete | [11 empty] | SSR 22-23
| Qty.p.23 of M.B.No.790/A/ZP/19 | [11 empty] | SSR 22-23
| 50 thick | 1 | x | 2 | 3.33 | 1.32 | 0 | 8.79 | Sqm |  |  |  | SSR 22-23
|  | 2 | x | 0.5 | 0.94 | 1.35 | 0 | 1.27 | Sqm |  |  |  | SSR 22-23
SSR 22-23
[9 empty] | Sqm | 526.3 | SSR 22-23 | 0 | SSR 22-23
16 | ~do~ for Roof slab 25mm thick etc., complete | [11 empty] | SSR 19-20
| Qty.p.62 of M.B.No.790/A/ZP/19 | [11 empty] | SSR 19-20
| 50mm thick | 1 | x | 5 | 1.52 | 0.23 | 0 | 1.75 | Sqm |  |  |  | SSR 19-20
|  | 1 | x | 4 | 1.83 | 0.23 | 0 | 1.68 | Sqm |  |  |  | SSR 19-20
| For water tank | 1 | x | 1 | 1.4 | 1.4 | 0 | 1.96 | Sqm |  |  |  | SSR 19-20
SSR 19-20
[9 empty] | Sqm | 348.26 | SSR 19-20 | 0 | SSR 19-20
16 | ~do~ for Roof slab 25mm thick etc., complete | [11 empty] | SSR 20-21
| Qty.p.62 of M.B.No.790/A/ZP/19 | [11 empty] | SSR 20-21
| 50mm thick | 1 | x | 5 | 1.52 | 0.23 | 0 | 1.75 | Sqm |  |  |  | SSR 20-21
|  | 1 | x | 4 | 1.83 | 0.23 | 0 | 1.68 | Sqm |  |  |  | SSR 20-21
| For water tank | 1 | x | 1 | 1.4 | 1.4 | 0 | 1.96 | Sqm |  |  |  | SSR 20-21
SSR 20-21
[9 empty] | Sqm | 359.05 | SSR 20-21 | 0 | SSR 20-21
16 | ~do~ for Roof slab 25mm thick etc., complete | [11 empty] | SSR 21-22
| Qty.p.62 of M.B.No.790/A/ZP/19 | [11 empty] | SSR 21-22
| 50mm thick | 1 | x | 5 | 1.52 | 0.23 | 0 | 1.75 | Sqm |  |  |  | SSR 21-22
|  | 1 | x | 4 | 1.83 | 0.23 | 0 | 1.68 | Sqm |  |  |  | SSR 21-22
| For water tank | 1 | x | 1 | 1.4 | 1.4 | 0 | 1.96 | Sqm |  |  |  | SSR 21-22
SSR 21-22
[9 empty] | Sqm | 378.13 | SSR 21-22 | 0 | SSR 21-22
16 | ~do~ for Roof slab 25mm thick etc., complete | [11 empty] | SSR 22-23
| Qty.p.62 of M.B.No.790/A/ZP/19 | [11 empty] | SSR 22-23
| 50mm thick | 1 | x | 5 | 1.52 | 0.23 | 0 | 1.75 | Sqm |  |  |  | SSR 22-23
|  | 1 | x | 4 | 1.83 | 0.23 | 0 | 1.68 | Sqm |  |  |  | SSR 22-23
| For water tank | 1 | x | 1 | 1.4 | 1.4 | 0 | 1.96 | Sqm |  |  |  | SSR 22-23
SSR 22-23
[9 empty] | Sqm | 385.15 | SSR 22-23 | 0 | SSR 22-23
13 | Reinforced Cement Concrete M25 Nominal mix (Cement: Sand: Metal) corresponding Table 9 of IS 456 using 20mm size graded machine crushed hard granite metal from approved quarry including c/c of all materials like Cement, Sand, coarse aggregate, water etc to site, all marerials including labour charges such as machine mixing, laying concrete, curing etc complete but excluding cost of steel and its fabrication charges for finished item of work for lintels | [11 empty] | SSR 19-20
| Qty.p.27 & 28 of M.B.No.604/B/ZP/20 |  | 15.07.2022 | [9 empty] | SSR 19-20
| 1 to 2 | 1 | x | 2 | 2.63 | 0.23 | 0.15 | 0.18 | Cum |  |  |  | SSR 19-20
| 2 to 3 | 1 | x | 2 | 3.52 | 0.23 | 0.15 | 0.24 | Cum |  |  |  | SSR 19-20
| 3 to 4 | 1 | x | 2 | 2.83 | 0.23 | 0.15 | 0.2 | Cum |  |  |  | SSR 19-20
| 4 to 5 | 1 | x | 2 | 3.04 | 0.23 | 0.15 | 0.21 | Cum |  |  |  | SSR 19-20
| a to b | 1 | x | 2 | 2.85 | 0.23 | 0.15 | 0.2 | Cum |  |  |  | SSR 19-20
| B to C | 1 | x | 2 | 2.55 | 0.23 | 0.15 | 0.18 | Cum |  |  |  | SSR 19-20
SSR 19-20
[8 empty] | 1.21 | Cum | 9288.88 | SSR 19-20 | 11240 | SSR 19-20
18 | Reinforced Cement Concrete M25 Nominal mix (Cement: Sand: Metal) corresponding Table 9 of IS 456 using 20mm size graded machine crushed hard granite metal from approved quarry including c/c of all materials like Cement, Sand, coarse aggregate, water etc to site, all marerials including labour charges such as machine mixing, laying concrete, curing etc complete but excluding cost of steel and its fabrication charges for finished item of work for lintels etc., complete | [11 empty] | SSR 20-21
| Qty.p.7 & 8 of M.B.No.478/A/ZP/20 |  | 16.06.2021 | [9 empty] | SSR 20-21
| 1 to 2 | 1 | x | 2 | 2.6 | 0.23 | 0.15 | 0.18 | Cum |  |  |  | SSR 20-21
| 2 to 3 | 1 | x | 2 | 3.52 | 0.23 | 0.15 | 0.24 | Cum |  |  |  | SSR 20-21
| 3 to 4 | 1 | x | 2 | 2.83 | 0.23 | 0.15 | 0.2 | Cum |  |  |  | SSR 20-21
| 4 to 5 | 1 | x | 2 | 3.04 | 0.23 | 0.15 | 0.21 | Cum |  |  |  | SSR 20-21
| A to B | 1 | x | 1 | 2.85 | 0.23 | 0.15 | 0.1 | Cum |  |  |  | SSR 20-21
| B to C | 1 | x | 1 | 2.55 | 0.23 | 0.15 | 0.09 | Cum |  |  |  | SSR 20-21
| Over door D2 | 1 | x | 5 | 1.2 | 0.115 | 0.15 | 0.1 | Cum |  |  |  | SSR 20-21
| Over door D3 | 1 | x | 2 | 1.05 | 0.115 | 0.15 | 0.04 | Cum |  |  |  | SSR 20-21
SSR 20-21
[9 empty] | Cum | 9638.93 | SSR 20-21 | 0 | SSR 20-21
15 | Reinforced Cement Concrete M25 Nominal mix (Cement: Sand: Metal) corresponding Table 9 of IS 456 using 20mm size graded machine crushed hard granite metal from approved quarry including c/c of all materials like Cement, Sand, coarse aggregate, water etc to site, all marerials including labour charges such as machine mixing, laying concrete, curing etc complete but excluding cost of steel and its fabrication charges for finished item of work for lintels etc., complete | [11 empty] | SSR 21-22
| Qty.p.67 of M.B.No.790/A/ZP/19 | [11 empty] | SSR 21-22
| B1E2 A1A2 | 1 | x | 2 | 2.86 | 0.23 | 0.15 | 0.2 | Cum |  |  |  | SSR 21-22
| E2E3 & A2A3 | 1 | x | 2 | 4.84 | 0.23 | 0.15 | 0.33 | Cum |  |  |  | SSR 21-22
| E1D1 & E2D3 | 1 | x | 2 | 3.23 | 0.23 | 0.15 | 0.22 | Cum |  |  |  | SSR 21-22
| B2C2 | 1 | x | 1 | 2.5 | 0.115 | 0.15 | 0.04 | Cum |  |  |  | SSR 21-22
| C2D2 | 1 | x | 1 | 2.7 | 0.115 | 0.15 | 0.05 | Cum |  |  |  | SSR 21-22
SSR 21-22
[9 empty] | Cum | 10171.82 | SSR 21-22 | 0 | SSR 21-22
13 | Reinforced Cement Concrete M25 Nominal mix (Cement: Sand: Metal) corresponding Table 9 of IS 456 using 20mm size graded machine crushed hard granite metal from approved quarry including c/c of all materials like Cement, Sand, coarse aggregate, water etc to site, all marerials including labour charges such as machine mixing, laying concrete, curing etc complete but excluding cost of steel and its fabrication charges for finished item of work for lintels etc., complete | [11 empty] | SSR 22-23
| Qty.p.56 of M.B.No.790/A/ZP/19 |  | 13.09.2023 | [9 empty] | SSR 22-23
| North side wall | 1 | x | 1 | 13.55 | 0.23 | 0.15 | 0.47 | Cum |  |  |  | SSR 22-23
| Deduct door | 1 | x | 1 | 1.05 | 0.23 | 0.15 | -0.04 | Cum |  |  |  | SSR 22-23
| Deduct columns | 1 | x | 4 | 0.38 | 0.23 | 0.15 | -0.05 | Cum |  |  |  | SSR 22-23
| Deduct columns | 1 | x | 1 | 0.23 | 0.23 | 0.15 | -0.01 | Cum |  |  |  | SSR 22-23
| south side wall | 1 | x | 1 | 13.55 | 0.23 | 0.15 | 0.47 | Cum |  |  |  | SSR 22-23
| Deduct door | 1 | x | 1 | 0.8 | 0.23 | 0.15 | -0.03 | Cum |  |  |  | SSR 22-23
| Deduct columns | 1 | x | 3 | 0.38 | 0.23 | 0.15 | -0.04 | Cum |  |  |  | SSR 22-23
| Deduct columns | 1 | x | 2 | 0.23 | 0.23 | 0.15 | -0.02 | Cum |  |  |  | SSR 22-23
| East side wall | 1 | x | 1 | 6.41 | 0.23 | 0.15 | 0.22 | Cum |  |  |  | SSR 22-23
| Deduct column | 1 | x | 3 | 0.38 | 0.23 | 0.15 | -0.04 | Cum |  |  |  | SSR 22-23
| West side wall | 1 | x | 1 | 6.41 | 0.23 | 0.15 | 0.22 | Cum |  |  |  | SSR 22-23
| Deduct door | 1 | x | 1 | 1.05 | 0.23 | 0.15 | -0.04 | Cum |  |  |  | SSR 22-23
| Deduct column | 1 | x | 2 | 0.38 | 0.23 | 0.15 | -0.03 | Cum |  |  |  | SSR 22-23
| Deduct column | 1 | x | 1 | 0.23 | 0.23 | 0.15 | -0.01 | Cum |  |  |  | SSR 22-23
| Examination west side wall | 1 | x | 1 | 2.72 | 0.115 | 0.15 | 0.05 | Cum |  |  |  | SSR 22-23
| North side wall | 1 | x | 1 | 2.51 | 0.115 | 0.15 | 0.04 | Cum |  |  |  | SSR 22-23
| Deduct door | 1 | x | 1 | 0.9 | 0.115 | 0.15 | -0.02 | Cum |  |  |  | SSR 22-23
| tiolet-1 north side wall | 1 | x | 1 | 1.3 | 0.115 | 0.15 | 0.02 | Cum |  |  |  | SSR 22-23
| Deduct door | 1 | x | 1 | 0.75 | 0.115 | 0.15 | -0.01 | Cum |  |  |  | SSR 22-23
| Lab and store room east side wall | 1 | x | 1 | 2.95 | 0.115 | 0.15 | 0.05 | Cum |  |  |  | SSR 22-23
| Deduct door | 1 | x | 1 | 0.9 | 0.115 | 0.15 | -0.02 | Cum |  |  |  | SSR 22-23
| West side wall | 1 | x | 1 | 2.72 | 0.115 | 0.15 | 0.05 | Cum |  |  |  | SSR 22-23
| North side wall | 1 | x | 1 | 2 | 0.115 | 0.15 | 0.03 | Cum |  |  |  | SSR 22-23
| Bed room west side wall | 1 | x | 1 | 2.57 | 0.115 | 0.15 | 0.04 | Cum |  |  |  | SSR 22-23
| North side wall | 1 | x | 1 | 2.75 | 0.115 | 0.15 | 0.05 | Cum |  |  |  | SSR 22-23
| Deduct door | 1 | x | 1 | 0.9 | 0.115 | 0.15 | -0.02 | Cum |  |  |  | SSR 22-23
| tiolet-2 north side wall | 1 | x | 1 | 1.3 | 0.115 | 0.15 | 0.02 | Cum |  |  |  | SSR 22-23
| Deduct door | 1 | x | 1 | 0.75 | 0.115 | 0.15 | -0.01 | Cum |  |  |  | SSR 22-23
| Kitchen east side wall | 1 | x | 1 | 2.95 | 0.115 | 0.15 | 0.05 | Cum |  |  |  | SSR 22-23
| North side wall | 1 | x | 1 | 1.8 | 0.115 | 0.15 | 0.03 | Cum |  |  |  | SSR 22-23
| Deduct door | 1 | x | 1 | 0.8 | 0.115 | 0.15 | -0.01 | Cum |  |  |  | SSR 22-23
| Lobby and living room separate wall | 1 | x | 1 | 3 | 0.115 | 0.15 | 0.05 | Cum |  |  |  | SSR 22-23
| Qty.p.67 of M.B.No.790/A/ZP/19 |  | 20.09.2023 | [9 empty] | SSR 22-23
| North side wall | 1 | x | 1 | 13.55 | 0.23 | 0.15 | 0.47 | Cum |  |  |  | SSR 22-23
| Deduct door | 1 | x | 1 | 1.05 | 0.23 | 0.15 | -0.04 | Cum |  |  |  | SSR 22-23
| Deduct columns | 1 | x | 4 | 0.38 | 0.23 | 0.15 | -0.05 | Cum |  |  |  | SSR 22-23
| Deduct columns | 1 | x | 1 | 0.23 | 0.23 | 0.15 | -0.01 | Cum |  |  |  | SSR 22-23
| south side wall | 1 | x | 1 | 13.55 | 0.23 | 0.15 | 0.47 | Cum |  |  |  | SSR 22-23
| Deduct door | 1 | x | 1 | 0.8 | 0.23 | 0.15 | -0.03 | Cum |  |  |  | SSR 22-23
| Deduct columns | 1 | x | 3 | 0.38 | 0.23 | 0.15 | -0.04 | Cum |  |  |  | SSR 22-23
| Deduct columns | 1 | x | 2 | 0.23 | 0.23 | 0.15 | -0.02 | Cum |  |  |  | SSR 22-23
| East side wall | 1 | x | 1 | 6.41 | 0.23 | 0.15 | 0.22 | Cum |  |  |  | SSR 22-23
| Deduct column | 1 | x | 3 | 0.38 | 0.23 | 0.15 | -0.04 | Cum |  |  |  | SSR 22-23
| West side wall | 1 | x | 1 | 6.41 | 0.23 | 0.15 | 0.22 | Cum |  |  |  | SSR 22-23
| Deduct door | 1 | x | 1 | 1.05 | 0.23 | 0.15 | -0.04 | Cum |  |  |  | SSR 22-23
| Deduct column | 1 | x | 2 | 0.38 | 0.23 | 0.15 | -0.03 | Cum |  |  |  | SSR 22-23
| Deduct column | 1 | x | 1 | 0.23 | 0.23 | 0.15 | -0.01 | Cum |  |  |  | SSR 22-23
| Examination west side wall | 1 | x | 1 | 2.72 | 0.115 | 0.15 | 0.05 | Cum |  |  |  | SSR 22-23
| North side wall | 1 | x | 1 | 2.51 | 0.115 | 0.15 | 0.04 | Cum |  |  |  | SSR 22-23
| Deduct door | 1 | x | 1 | 0.9 | 0.115 | 0.15 | -0.02 | Cum |  |  |  | SSR 22-23
| tiolet-1 north side wall | 1 | x | 1 | 1.3 | 0.115 | 0.15 | 0.02 | Cum |  |  |  | SSR 22-23
| Deduct door | 1 | x | 1 | 0.75 | 0.115 | 0.15 | -0.01 | Cum |  |  |  | SSR 22-23
| Lab and store room east side wall | 1 | x | 1 | 2.95 | 0.115 | 0.15 | 0.05 | Cum |  |  |  | SSR 22-23
| Deduct door | 1 | x | 1 | 0.9 | 0.115 | 0.15 | -0.02 | Cum |  |  |  | SSR 22-23
| West side wall | 1 | x | 1 | 2.72 | 0.115 | 0.15 | 0.05 | Cum |  |  |  | SSR 22-23
| North side wall | 1 | x | 1 | 2 | 0.115 | 0.15 | 0.03 | Cum |  |  |  | SSR 22-23
| Bed room west side wall | 1 | x | 1 | 2.57 | 0.115 | 0.15 | 0.04 | Cum |  |  |  | SSR 22-23
| North side wall | 1 | x | 1 | 2.75 | 0.115 | 0.15 | 0.05 | Cum |  |  |  | SSR 22-23
| Deduct door | 1 | x | 1 | 0.9 | 0.115 | 0.15 | -0.02 | Cum |  |  |  | SSR 22-23
| tiolet-2 north side wall | 1 | x | 1 | 1.3 | 0.115 | 0.15 | 0.02 | Cum |  |  |  | SSR 22-23
| Deduct door | 1 | x | 1 | 0.75 | 0.115 | 0.15 | -0.01 | Cum |  |  |  | SSR 22-23
| Kitchen east side wall | 1 | x | 1 | 2.95 | 0.115 | 0.15 | 0.05 | Cum |  |  |  | SSR 22-23
| North side wall | 1 | x | 1 | 1.8 | 0.115 | 0.15 | 0.03 | Cum |  |  |  | SSR 22-23
| Deduct door | 1 | x | 1 | 0.8 | 0.115 | 0.15 | -0.01 | Cum |  |  |  | SSR 22-23
| Lobby and living room separate wall | 1 | x | 1 | 3 | 0.115 | 0.15 | 0.05 | Cum |  |  |  | SSR 22-23
SSR 22-23
[9 empty] | Cum | 10584.6 | SSR 22-23 | 0 | SSR 22-23
14 | ~do~ for sunshades etc., complete | [11 empty] | SSR 19-20
| Qty.p.28 of M.B.No.604/B/ZP/20 |  | 15.07.2022 | [9 empty] | SSR 19-20
|  | 1 | x | 5 | 1.5 | 0 | 0 | 7.5 | Rm |  |  |  | SSR 19-20
SSR 19-20
[8 empty] | 7.5 | Rm | 474.84 | SSR 19-20 | 3561 | SSR 19-20
19 | ~do~ for sunshades etc., complete | [11 empty] | SSR 20-21
| Qty.p.8 & 9 of M.B.No.478/A/ZP/20 |  | 16.06.2021 | [9 empty] | SSR 20-21
|  | 1 | x | 7 | 1.5 | 0 | 0 | 10.5 | Rm |  |  |  | SSR 20-21
SSR 20-21
[9 empty] | Rm | 482.91 | SSR 20-21 | 0 | SSR 20-21
16 | ~do~ for sunshades etc., complete | [11 empty] | SSR 21-22
| Qty.p.82 of M.B.No.790/A/ZP/19 | [11 empty] | SSR 21-22
|  | 1 | x | 5 | 1.8 | 0 | 0 | 9 | Rm |  |  |  | SSR 21-22
|  | 1 | x | 1 | 2.7 | 0 | 0 | 2.7 | Rm |  |  |  | SSR 21-22
SSR 21-22
[9 empty] | Rm | 507.8 | SSR 21-22 | 0 | SSR 21-22
14 | ~do~ for sunshades etc., complete | [11 empty] | SSR 22-23
| Qty.p.68 of M.B.No.790/A/ZP/19 |  | 20.09.2023 | [9 empty] | SSR 22-23
|  | 1 | x | 4 | 1.5 | 0 | 0 | 6 | Rm |  |  |  | SSR 22-23
SSR 22-23
[9 empty] | Rm | 518.52 | SSR 22-23 | 0 | SSR 22-23
15 | Providing impervious coat to exposed RCC Roof Slab surface with CM (1:3) 12mm thick with 1Kg of water proof compound per bag of Cement laid over roof when it is green including c/c of all materials and labour charges for mixing mortar, laying, rendering smooth and thread lining of wall & slab etc complete for finished item of work (APSS 901,903) | [11 empty] | SSR 19-20
| Qty.p.26 & 27 of M.B.No.103/A/ZP/22 |  | 27.09.2023 | [9 empty] | SSR 19-20
|  | 1 | x | 1 | 14.1 | 8.25 | 0 | 116.33 | Sqm |  |  |  | SSR 19-20
|  | 1 | x | 2 | 3.05 | 0.9 | 0 | 5.49 | Sqm |  |  |  | SSR 19-20
| Deduct dummy columns | 1 | x | 15 | 0.3 | 0.45 | 0 | -2.03 | Sqm |  |  |  | SSR 19-20
SSR 19-20
[9 empty] | Sqm | 259.97 | SSR 19-20 | 0 | SSR 19-20
20 | Providing impervious coat to exposed RCC Roof Slab surface with CM (1:3) 12mm thick with 1Kg of water proof compound per bag of Cement laid over roof when it is green including c/c of all materials and labour charges for mixing mortar, laying, rendering smooth and thread lining of wall & slab etc complete for finished item of work (APSS 901,903) | [11 empty] | SSR 20-21
| Qty.p.32 & 33 of M.B.No.478/A/ZP/19 |  | 22.07.2021 | [9 empty] | SSR 20-21
| Roof slab center portion | 1 | x | 1 | 14.2 | 4.87 | 0 | 69.15 | Sqm |  |  |  | SSR 20-21
| hall portion | 1 | x | 1 | 3.075 | 16.1 | 0 | 49.51 | Sqm |  |  |  | SSR 20-21
| Deduct dummy columns | 1 | x | 15 | 0.45 | 0.3 | 0 | -2.03 | Sqm |  |  |  | SSR 20-21
SSR 20-21
[9 empty] | Sqm | 280.03 | SSR 20-21 | 0 | SSR 20-21
21 | Providing impervious coat to exposed RCC Roof Slab surface with CM (1:3) 12mm thick with 1Kg of water proof compound per bag of Cement laid over roof when it is green including c/c of all materials and labour charges for mixing mortar, laying, rendering smooth and thread lining of wall & slab etc complete for finished item of work (APSS 901,903) | [11 empty] | SSR 21-22
| Qty.p.97 of M.B.No.790/A/ZP/19 | [11 empty] | SSR 21-22
| Septic tank sides | 1 | x | 2 | 1.3 | 0 | 2.4 | 6.24 | Sqm |  |  |  | SSR 21-22
|  | 1 | x | 2 | 2.3 | 0 | 2.4 | 11.04 | Sqm |  |  |  | SSR 21-22
SSR 21-22
[9 empty] | Sqm | 297.22 | SSR 21-22 | 0 | SSR 21-22
21 | Providing impervious coat to exposed RCC Roof Slab surface with CM (1:3) 12mm thick with 1Kg of water proof compound per bag of Cement laid over roof when it is green including c/c of all materials and labour charges for mixing mortar, laying, rendering smooth and thread lining of wall & slab etc complete for finished item of work (APSS 901,903) | [11 empty] | SSR 22-23
| Qty.p.97 of M.B.No.790/A/ZP/19 | [11 empty] | SSR 22-23
| Septic tank sides | 1 | x | 2 | 1.3 | 0 | 2.4 | 6.24 | Sqm |  |  |  | SSR 22-23
|  | 1 | x | 2 | 2.3 | 0 | 2.4 | 11.04 | Sqm |  |  |  | SSR 22-23
SSR 22-23
[9 empty] | Sqm | 315.69 | SSR 22-23 | 0 | SSR 22-23
14 | Providing impervious coat to exposed RCC Roof Slab surface with CM (1:3) 20mm thick with 1Kg of water proof compound per bag of Cement laid over roof when it is green including c/c of all materials and labour charges for mixing mortar, laying, rendering smooth and thread lining of wall & slab etc complete for finished item of work (APSS 901,903) | [11 empty] | SSR 19-20
| Qty.p. 27 of M.B.No.790/A/ZP/19 | [11 empty] | SSR 19-20
|  | 1 | x | 1 | 10.45 | 12 | 0 | 125.4 | Sqm |  |  |  | SSR 19-20
|  | 1 | x | 1 | 3.52 | 0.9 | 0 | 3.17 | Sqm |  |  |  | SSR 19-20
SSR 19-20
[9 empty] | Sqm | 330.39 | SSR 19-20 | 0 | SSR 19-20
14 | Providing impervious coat to exposed RCC Roof Slab surface with CM (1:3) 20mm thick with 1Kg of water proof compound per bag of Cement laid over roof when it is green including c/c of all materials and labour charges for mixing mortar, laying, rendering smooth and thread lining of wall & slab etc complete for finished item of work (APSS 901,903) | [11 empty] | SSR 20-21
| Qty.p.42 & 43 of M.B.No.790/A/ZP/19 |  | 05.01.2021 | [9 empty] | SSR 20-21
|  | 1 | x | 1 | 14.14 | 4.6 | 0 | 65.04 | Sqm |  |  |  | SSR 20-21
|  | 1 | x | 1 | 16.15 | 3.3 | 0 | 53.3 | Sqm |  |  |  | SSR 20-21
|  | 1 | x | 1 | 24.075 | 1.12 | 0 | 26.96 | Sqm |  |  |  | SSR 20-21
SSR 20-21
[9 empty] | Sqm | 357.62 | SSR 20-21 | 0 | SSR 20-21
14 | Providing impervious coat to exposed RCC Roof Slab surface with CM (1:3) 20mm thick with 1Kg of water proof compound per bag of Cement laid over roof when it is green including c/c of all materials and labour charges for mixing mortar, laying, rendering smooth and thread lining of wall & slab etc complete for finished item of work (APSS 901,903) | [11 empty] | SSR 21-22
| Qty.p. 27 of M.B.No.790/A/ZP/19 | [11 empty] | SSR 21-22
|  | 1 | x | 1 | 10.45 | 12 | 0 | 125.4 | Sqm |  |  |  | SSR 21-22
|  | 1 | x | 1 | 3.52 | 0.9 | 0 | 3.17 | Sqm |  |  |  | SSR 21-22
SSR 21-22
[9 empty] | Sqm | 380.75 | SSR 21-22 | 0 | SSR 21-22
14 | Providing impervious coat to exposed RCC Roof Slab surface with CM (1:3) 20mm thick with 1Kg of water proof compound per bag of Cement laid over roof when it is green including c/c of all materials and labour charges for mixing mortar, laying, rendering smooth and thread lining of wall & slab etc complete for finished item of work (APSS 901,903) | [11 empty] | SSR 22-23
| Qty.p. 27 of M.B.No.790/A/ZP/19 | [11 empty] | SSR 22-23
|  | 1 | x | 1 | 10.45 | 12 | 0 | 125.4 | Sqm |  |  |  | SSR 22-23
|  | 1 | x | 1 | 3.52 | 0.9 | 0 | 3.17 | Sqm |  |  |  | SSR 22-23
SSR 22-23
[9 empty] | Sqm | 405.78 | SSR 22-23 | 0 | SSR 22-23
14 | Random Rubble mansonary in CM(1:6) including Cost and Conveyance of all materials and curing charges but excluding unskilled wages etc., complete for finished item of work | [11 empty] | SSR 19-20
| Qty.p.40 of M.B.No.790/A/ZP/19 | [11 empty] | SSR 19-20
| Alround the building | 1 | x | 1 | 48.51 | 0.45 | 0.7 | 15.28 | Cum |  |  |  | SSR 19-20
| Middle long wall | 1 | x | 1 | 14.37 | 0.45 | 0.7 | 4.53 | Cum |  |  |  | SSR 19-20
| Cross walls long | 1 | x | 2 | 8.38 | 0.45 | 0.7 | 5.28 | Cum |  |  |  | SSR 19-20
SSR 19-20
[9 empty] | Cum | 3154.94 | SSR 19-20 | 0 | SSR 19-20
14 | Random Rubble mansonary in CM(1:6) including Cost and Conveyance of all materials and curing charges but excluding unskilled wages etc., complete for finished item of work | [11 empty] | SSR 20-21
| Qty.p.40 of M.B.No.790/A/ZP/19 | [11 empty] | SSR 20-21
| Alround the building | 1 | x | 1 | 48.51 | 0.45 | 0.7 | 15.28 | Cum |  |  |  | SSR 20-21
| Middle long wall | 1 | x | 1 | 14.37 | 0.45 | 0.7 | 4.53 | Cum |  |  |  | SSR 20-21
| Cross walls long | 1 | x | 2 | 8.38 | 0.45 | 0.7 | 5.28 | Cum |  |  |  | SSR 20-21
SSR 20-21
[9 empty] | Cum | 3350.54 | SSR 20-21 | 0 | SSR 20-21
14 | Random Rubble mansonary in CM(1:6) including Cost and Conveyance of all materials and curing charges but excluding unskilled wages etc., complete for finished item of work | [11 empty] | SSR 21-22
| Qty.p.40 of M.B.No.790/A/ZP/19 | [11 empty] | SSR 21-22
| Alround the building | 1 | x | 1 | 48.51 | 0.45 | 0.7 | 15.28 | Cum |  |  |  | SSR 21-22
| Middle long wall | 1 | x | 1 | 14.37 | 0.45 | 0.7 | 4.53 | Cum |  |  |  | SSR 21-22
| Cross walls long | 1 | x | 2 | 8.38 | 0.45 | 0.7 | 5.28 | Cum |  |  |  | SSR 21-22
SSR 21-22
[9 empty] | Cum | 3615.16 | SSR 21-22 | 0 | SSR 21-22
14 | Random Rubble mansonary in CM(1:6) including Cost and Conveyance of all materials and curing charges but excluding unskilled wages etc., complete for finished item of work | [11 empty] | SSR 22-23
| Qty.p.40 of M.B.No.790/A/ZP/19 | [11 empty] | SSR 22-23
| Alround the building | 1 | x | 1 | 48.51 | 0.45 | 0.7 | 15.28 | Cum |  |  |  | SSR 22-23
| Middle long wall | 1 | x | 1 | 14.37 | 0.45 | 0.7 | 4.53 | Cum |  |  |  | SSR 22-23
| Cross walls long | 1 | x | 2 | 8.38 | 0.45 | 0.7 | 5.28 | Cum |  |  |  | SSR 22-23
SSR 22-23
[9 empty] | Cum | 3828.35 | SSR 22-23 | 0 | SSR 22-23
16 | Brick Masonary for Superstructure with CM (1:8) proportion using 2nd class traditional bricks of size 23X11X7 cms having minimum crushing strength of 40kg/cm2 including c/c of all materials like Cement, Sand, Bricks, water etc including labour charges such as mixing cement mortar, Scaffolding charges etc complete for finished item of work (APSS No 501 & 504) | [11 empty] | SSR 19-20
| Qty.p.13 & 14 of M.B.No.1198/B/ZP/18 |  | 05.03.2021 | [9 empty] | SSR 19-20
| Long walls | 1 | x | 1 | 13.66 | 0.35 | 1.35 | 6.45 | Cum |  |  |  | SSR 19-20
|  | 1 | x | 1 | 13.66 | 0.35 | 1.35 | 6.45 | Cum |  |  |  | SSR 19-20
| cross wall | 1 | x | 2 | 5.81 | 0.35 | 1.35 | 5.49 | Cum |  |  |  | SSR 19-20
| Deduct column | 1 | x | 12 | 0.23 | 0.38 | 1.35 | -1.42 | Cum |  |  |  | SSR 19-20
| Qty.p.4 of M.B.No.111/A/ZP/22 |  | 15.11.2023 | [9 empty] | SSR 19-20
| Verandah | 1 | x | 1 | 1.2 | 0.23 | 1 | 0.28 | Cum |  |  |  | SSR 19-20
|  | 1 | x | 1 | 4.67 | 0.23 | 1 | 1.07 | Cum |  |  |  | SSR 19-20
|  | 1 | x | 1 | 12.5 | 0.23 | 1 | 2.88 | Cum |  |  |  | SSR 19-20
|  | 1 | x | 1 | 5 | 0.23 | 1 | 1.15 | Cum |  |  |  | SSR 19-20
|  | 1 | x | 1 | 0.97 | 0.23 | 1 | 0.22 | Cum |  |  |  | SSR 19-20
SSR 19-20
[8 empty] | 22.57 | Cum | 5588.95 | SSR 19-20 | 126143 | SSR 19-20
22 | Brick Masonary for Superstructure with CM (1:8) proportion using 2nd class traditional bricks of size 23X11X7 cms having minimum crushing strength of 40kg/cm2 including c/c of all materials like Cement, Sand, Bricks, water etc including labour charges such as mixing cement mortar, Scaffolding charges etc complete for finished item of work (APSS No 501 & 504) | [11 empty] | SSR 20-21
| Qty.p.28 & 29 of M.B.No.478/A/ZP/19 |  | 12.07.2021 | [9 empty] | SSR 20-21
| Verandah portion alround | 1 | x | 1 | 17.85 | 0.23 | 0.85 | 3.49 | Cum |  |  |  | SSR 20-21
| Ramp portion | 1 | x | 1 | 5.75 | 0.23 | 0.43 | 0.57 | Cum |  |  |  | SSR 20-21
| For platform | 1 | x | 4 | 0.5 | 0.115 | 0.8 | 0.18 | Cum |  |  |  | SSR 20-21
| For steps-1 | 1 | x | 3 | 1.2 | 0.6 | 0.15 | 0.32 | Cum |  |  |  | SSR 20-21
| For steps-2 | 1 | x | 3 | 1.2 | 0.3 | 0.15 | 0.16 | Cum |  |  |  | SSR 20-21
SSR 20-21
[9 empty] | Cum | 5751.77 | SSR 20-21 | 0 | SSR 20-21
23 | Brick Masonary for Superstructure with CM (1:8) proportion using 2nd class traditional bricks of size 23X11X7 cms having minimum crushing strength of 40kg/cm2 including c/c of all materials like Cement, Sand, Bricks, water etc including labour charges such as mixing cement mortar, Scaffolding charges etc complete for finished item of work (APSS No 501 & 504) | [11 empty] | SSR 21-22
| Qty.p.53 & 54 of M.B.No.478/A/ZP/19 |  | 11.10.2021 | [9 empty] | SSR 21-22
| step-1 | 1 | x | 3 | 1.2 | 0.9 | 0.15 | 0.49 | Cum |  |  |  | SSR 21-22
| step-2 | 1 | x | 3 | 1.2 | 0.6 | 0.15 | 0.32 | Cum |  |  |  | SSR 21-22
| step-3 | 1 | x | 3 | 1.2 | 0.3 | 0.15 | 0.16 | Cum |  |  |  | SSR 21-22
| step-1 | 1 | x | 2 | 1.1 | 0.6 | 0.15 | 0.2 | Cum |  |  |  | SSR 21-22
| step-2 | 1 | x | 2 | 1.1 | 0.3 | 0.15 | 0.1 | Cum |  |  |  | SSR 21-22
| Platform for examination room | 1 | x | 2 | 0.5 | 0.115 | 0.8 | 0.09 | Cum |  |  |  | SSR 21-22
| Platform for lab | 1 | x | 2 | 0.45 | 0.115 | 0.8 | 0.08 | Cum |  |  |  | SSR 21-22
SSR 21-22
[9 empty] | Cum | 6154.11 | SSR 21-22 | 0 | SSR 21-22
20 | Brick Masonary for Superstructure with CM (1:8) proportion using 2nd class traditional bricks of size 23X11X7 cms having minimum crushing strength of 40kg/cm2 including c/c of all materials like Cement, Sand, Bricks, water etc including labour charges such as mixing cement mortar, Scaffolding charges etc complete for finished item of work (APSS No 501 & 504) | [11 empty] | SSR 22-23
| Qty.p.11 of M.B.No.790/A/ZP/19 | [11 empty] | SSR 22-23
|  | 1 | x | 1 | 5.5 | 0.35 | 0.6 | 1.16 | Cum |  |  |  | SSR 22-23
|  | 1 | x | 2 | 2.3 | 0.35 | 0.6 | 0.97 | Cum |  |  |  | SSR 22-23
|  | 1 | x | 1 | 3.3 | 0.35 | 0.6 | 0.69 | Cum |  |  |  | SSR 22-23
|  | 1 | x | 1 | 2.3 | 0.35 | 0.3 | 0.24 | Cum |  |  |  | SSR 22-23
|  | 1 | x | 1 | 5.6 | 1.2 | 0.15 | 1.01 | Cum |  |  |  | SSR 22-23
|  | 1 | x | 1 | 5.6 | 0.9 | 0.15 | 0.76 | Cum |  |  |  | SSR 22-23
|  | 1 | x | 1 | 5.6 | 0.6 | 0.15 | 0.5 | Cum |  |  |  | SSR 22-23
|  | 1 | x | 1 | 5.6 | 0.3 | 0.15 | 0.25 | Cum |  |  |  | SSR 22-23
|  | 1 | x | 1 | 3.6 | 1.8 | 0.15 | 0.97 | Cum |  |  |  | SSR 22-23
|  | 1 | x | 1 | 3.6 | 1.5 | 0.15 | 0.81 | Cum |  |  |  | SSR 22-23
|  | 1 | x | 1 | 3.6 | 1.2 | 0.15 | 0.65 | Cum |  |  |  | SSR 22-23
|  | 1 | x | 1 | 3.6 | 0.9 | 0.15 | 0.49 | Cum |  |  |  | SSR 22-23
|  | 1 | x | 1 | 3.6 | 0.6 | 0.15 | 0.32 | Cum |  |  |  | SSR 22-23
|  | 1 | x | 1 | 3.6 | 0.3 | 0.15 | 0.16 | Cum |  |  |  | SSR 22-23
SSR 22-23
[9 empty] | Cum | 6869.83 | SSR 22-23 | 0 | SSR 22-23
17 | Brick Masonary for Superstructure with CM (1:6) proportion using 2nd class traditional bricks of size 23X11X7 cms having minimum crushing strength of 40kg/cm2 including c/c of all materials like Cement, Sand, Bricks, water etc including labour charges such as mixing cement mortar, Scaffolding charges etc complete for finished item of work (APSS No 501 & 504) | [11 empty] | SSR 19-20
| Qty.p.21 & 22 of M.B.No.604/B/ZP/20 |  | 03.07.2022 | [9 empty] | SSR 19-20
| Long walls | 1 | x | 2 | 13.54 | 0.23 | 2.1 | 13.08 | Cum |  |  |  | SSR 19-20
| cross wall | 1 | x | 2 | 6.39 | 0.23 | 2.1 | 6.17 | Cum |  |  |  | SSR 19-20
| Deduct door | 1 | x | 1 | 1.2 | 0.23 | 2.1 | -0.58 | Cum |  |  |  | SSR 19-20
| Deduct door | 1 | x | 1 | 1.05 | 0.23 | 2.1 | -0.51 | Cum |  |  |  | SSR 19-20
| Deduct door | 1 | x | 1 | 0.9 | 0.23 | 2.1 | -0.43 | Cum |  |  |  | SSR 19-20
| Deduct windows | 1 | x | 8 | 1.2 | 0.23 | 1.2 | -2.65 | Cum |  |  |  | SSR 19-20
| Deduct column | 1 | x | 12 | 0.23 | 0.38 | 2.1 | -2.2 | Cum |  |  |  | SSR 19-20
| Qty.p.28 to 30 of M.B.No.604/B/ZP/20 |  | 15.07.2022 | [9 empty] | SSR 19-20
| Long walls | 1 | x | 2 | 13.54 | 0.23 | 0.6 | 3.74 | Cum |  |  |  | SSR 19-20
| cross wall | 1 | x | 2 | 6.39 | 0.23 | 0.6 | 1.76 | Cum |  |  |  | SSR 19-20
| Deduct ventilators | 1 | x | 12 | 0.6 | 0.23 | 0.3 | -0.5 | Cum |  |  |  | SSR 19-20
| Deduct columns | 1 | x | 12 | 0.23 | 0.38 | 0.6 | -0.63 | Cum |  |  |  | SSR 19-20
| Qty.p.5 of M.B.No.111/A/ZP/22 |  | 15.11.2023 | [9 empty] | SSR 19-20
| Examination room | 1 | x | 2 | 0.5 | 0.115 | 0.7 | 0.08 | Cum |  |  |  | SSR 19-20
| Lab and store room | 1 | x | 2 | 0.6 | 0.115 | 0.7 | 0.1 | Cum |  |  |  | SSR 19-20
| Kitchen | 1 | x | 3 | 0.35 | 0.115 | 0.75 | 0.09 | Cum |  |  |  | SSR 19-20
SSR 19-20
[8 empty] | 17.52 | Cum | 5645.35 | SSR 19-20 | 98907 | SSR 19-20
24 | Brick Masonary for Superstructure with CM (1:6) proportion using 2nd class traditional bricks of size 23X11X7 cms having minimum crushing strength of 40kg/cm2 including c/c of all materials like Cement, Sand, Bricks, water etc including labour charges such as mixing cement mortar, Scaffolding charges etc complete for finished item of work (APSS No 501 & 504) | [11 empty] | SSR 20-21
| Qty.p.1 & 2 of M.B.No.478/A/ZP/20 |  | 07.06.2021 | [9 empty] | SSR 20-21
| A1-A5 & C1 - C5 | 1 | x | 2 | 13.54 | 0.23 | 2.1 | 13.08 | Cum |  |  |  | SSR 20-21
| Cross wall A1-C1 & A5-C5 | 1 | x | 2 | 6.39 | 0.23 | 2.1 | 6.17 | Cum |  |  |  | SSR 20-21
| Deduct door | 1 | x | 1 | 1.2 | 0.23 | 2.1 | -0.58 | Cum |  |  |  | SSR 20-21
| Deduct door | 1 | x | 1 | 0.9 | 0.23 | 2.1 | -0.43 | Cum |  |  |  | SSR 20-21
| Deduct door | 1 | x | 1 | 0.75 | 0.23 | 2.1 | -0.36 | Cum |  |  |  | SSR 20-21
| Deduct windows | 1 | x | 8 | 1.2 | 0.23 | 1.2 | -2.65 | Cum |  |  |  | SSR 20-21
| Deduct columns | 1 | x | 12 | 0.23 | 0.38 | 2.1 | -2.2 | Cum |  |  |  | SSR 20-21
| Qty.p.9 & 10 of M.B.No.478/A/ZP/20 |  | 16.06.2021 | [9 empty] | SSR 20-21
| A1-A5 & C1 - C5 | 1 | x | 2 | 13.54 | 0.23 | 0.64 | 3.99 | Cum |  |  |  | SSR 20-21
| Cross wall A1-C1 & A5-C5 | 1 | x | 2 | 6.39 | 0.23 | 0.64 | 1.88 | Cum |  |  |  | SSR 20-21
| Deduct columns | 1 | x | 12 | 0.23 | 0.38 | 0.64 | -0.67 | Cum |  |  |  | SSR 20-21
| Deduct ventilators | 1 | x | 14 | 0.6 | 0.23 | 0.3 | -0.58 | Cum |  |  |  | SSR 20-21
SSR 20-21
[9 empty] | Cum | 5808.17 | SSR 20-21 | 0 | SSR 20-21
22 | Brick Masonary for Superstructure with CM (1:6) proportion using 2nd class traditional bricks of size 23X11X7 cms having minimum crushing strength of 40kg/cm2 including c/c of all materials like Cement, Sand, Bricks, water etc including labour charges such as mixing cement mortar, Scaffolding charges etc complete for finished item of work (APSS No 501 & 504) | [11 empty] | SSR 21-22
| Qty.p.59 of M.B.No.790/A/ZP/19 | [11 empty] | SSR 21-22
| Parapet wall | 1 | x | 1 | 23.4 | 0.115 | 0.75 | 2.02 | Cum |  |  |  | SSR 21-22
| Dummy pillar | 1 | x | 14 | 1.2 | 0.115 | 0.45 | 0.87 | Cum |  |  |  | SSR 21-22
SSR 21-22
[9 empty] | Cum | 6210.51 | SSR 21-22 | 0 | SSR 21-22
17 | Brick Masonary for Superstructure with CM (1:6) proportion using 2nd class traditional bricks of size 23X11X7 cms having minimum crushing strength of 40kg/cm2 including c/c of all materials like Cement, Sand, Bricks, water etc including labour charges such as mixing cement mortar, Scaffolding charges etc complete for finished item of work (APSS No 501 & 504) | [11 empty] | SSR 22-23
| Qty.p.48 of M.B.No.790/A/ZP/19 |  | 06.09.2023 | [9 empty] | SSR 22-23
| North side wall | 1 | x | 1 | 13.55 | 0.23 | 0.75 | 2.34 | Cum |  |  |  | SSR 22-23
| Deduct door | 1 | x | 1 | 1.05 | 0.23 | 0.75 | -0.18 | Cum |  |  |  | SSR 22-23
| Deduct column | 1 | x | 4 | 0.38 | 0.23 | 0.75 | -0.26 | Cum |  |  |  | SSR 22-23
| Deduct column | 1 | x | 1 | 0.23 | 0.23 | 0.75 | -0.04 | Cum |  |  |  | SSR 22-23
| South side wall | 1 | x | 1 | 13.55 | 0.23 | 0.75 | 2.34 | Cum |  |  |  | SSR 22-23
| Deduct door | 1 | x | 1 | 0.8 | 0.23 | 0.75 | -0.14 | Cum |  |  |  | SSR 22-23
| Deduct column | 1 | x | 3 | 0.38 | 0.23 | 0.75 | -0.2 | Cum |  |  |  | SSR 22-23
| Deduct column | 1 | x | 2 | 0.23 | 0.23 | 0.75 | -0.08 | Cum |  |  |  | SSR 22-23
| East side wall | 1 | x | 1 | 6.41 | 0.23 | 0.75 | 1.11 | Cum |  |  |  | SSR 22-23
| Deduct column | 1 | x | 3 | 0.38 | 0.23 | 0.75 | -0.2 | Cum |  |  |  | SSR 22-23
| West side wall | 1 | x | 1 | 6.41 | 0.23 | 0.75 | 1.11 | Cum |  |  |  | SSR 22-23
| Deduct door | 1 | x | 1 | 1.05 | 0.23 | 0.75 | -0.18 | Cum |  |  |  | SSR 22-23
| Deduct column | 1 | x | 2 | 0.38 | 0.23 | 0.75 | -0.13 | Cum |  |  |  | SSR 22-23
| Deduct column | 1 | x | 1 | 0.23 | 0.23 | 0.75 | -0.04 | Cum |  |  |  | SSR 22-23
| Qty.p.58 of M.B.No.790/A/ZP/19 |  | 13.09.2023 | [9 empty] | SSR 22-23
| North side wall | 1 | x | 1 | 13.55 | 0.23 | 1.2 | 3.74 | Cum |  |  |  | SSR 22-23
| Deduct door | 1 | x | 1 | 1.05 | 0.23 | 1.2 | -0.29 | Cum |  |  |  | SSR 22-23
| Deduct column | 1 | x | 4 | 0.38 | 0.23 | 1.2 | -0.42 | Cum |  |  |  | SSR 22-23
| Deduct column | 1 | x | 1 | 0.23 | 0.23 | 1.2 | -0.06 | Cum |  |  |  | SSR 22-23
| Deduct windows | 1 | x | 1 | 1.2 | 0.23 | 1.2 | -0.33 | Cum |  |  |  | SSR 22-23
| South side wall | 1 | x | 1 | 13.55 | 0.23 | 1.2 | 3.74 | Cum |  |  |  | SSR 22-23
| Deduct door | 1 | x | 1 | 0.8 | 0.23 | 1.2 | -0.22 | Cum |  |  |  | SSR 22-23
| Deduct column | 1 | x | 3 | 0.38 | 0.23 | 1.2 | -0.31 | Cum |  |  |  | SSR 22-23
| Deduct column | 1 | x | 2 | 0.23 | 0.23 | 1.2 | -0.13 | Cum |  |  |  | SSR 22-23
| Deduct windows | 1 | x | 3 | 1.2 | 0.23 | 1.2 | -0.99 | Cum |  |  |  | SSR 22-23
| East side wall | 1 | x | 1 | 6.41 | 0.23 | 1.2 | 1.77 | Cum |  |  |  | SSR 22-23
| Deduct column | 1 | x | 3 | 0.38 | 0.23 | 1.2 | -0.31 | Cum |  |  |  | SSR 22-23
| Deduct windows | 1 | x | 1 | 1.2 | 0.23 | 1.2 | -0.33 | Cum |  |  |  | SSR 22-23
| West side wall | 1 | x | 1 | 6.41 | 0.23 | 1.2 | 1.77 | Cum |  |  |  | SSR 22-23
| Deduct door | 1 | x | 1 | 1.05 | 0.23 | 1.2 | -0.29 | Cum |  |  |  | SSR 22-23
| Deduct column | 1 | x | 2 | 0.38 | 0.23 | 1.2 | -0.21 | Cum |  |  |  | SSR 22-23
| Deduct column | 1 | x | 1 | 0.23 | 0.23 | 1.2 | -0.06 | Cum |  |  |  | SSR 22-23
| Deduct windows | 1 | x | 2 | 1.2 | 0.23 | 1.2 | -0.66 | Cum |  |  |  | SSR 22-23
| Qty.p.71 of M.B.No.790/A/ZP/19 |  | 20.09.2023 | [9 empty] | SSR 22-23
| North side wall | 1 | x | 1 | 13.55 | 0.23 | 0.625 | 1.95 | Cum |  |  |  | SSR 22-23
| Deduct column | 1 | x | 4 | 0.38 | 0.23 | 0.625 | -0.22 | Cum |  |  |  | SSR 22-23
| Deduct column | 1 | x | 1 | 0.23 | 0.23 | 0.625 | -0.03 | Cum |  |  |  | SSR 22-23
| Deduct ventilators | 1 | x | 2 | 0.6 | 0.23 | 0.3 | -0.08 | Cum |  |  |  | SSR 22-23
| South side wall | 1 | x | 1 | 13.55 | 0.23 | 0.625 | 1.95 | Cum |  |  |  | SSR 22-23
| Deduct column | 1 | x | 3 | 0.38 | 0.23 | 0.625 | -0.16 | Cum |  |  |  | SSR 22-23
| Deduct column | 1 | x | 2 | 0.23 | 0.23 | 0.625 | -0.07 | Cum |  |  |  | SSR 22-23
| Deduct ventilators | 1 | x | 5 | 0.6 | 0.23 | 0.3 | -0.21 | Cum |  |  |  | SSR 22-23
| East side wall | 1 | x | 1 | 6.41 | 0.23 | 0.625 | 0.92 | Cum |  |  |  | SSR 22-23
| Deduct column | 1 | x | 3 | 0.38 | 0.23 | 0.625 | -0.16 | Cum |  |  |  | SSR 22-23
| Deduct ventilators | 1 | x | 1 | 0.6 | 0.23 | 0.625 | -0.09 | Cum |  |  |  | SSR 22-23
| West side wall | 1 | x | 1 | 6.41 | 0.23 | 0.3 | 0.44 | Cum |  |  |  | SSR 22-23
| Deduct column | 1 | x | 2 | 0.38 | 0.23 | 0.625 | -0.11 | Cum |  |  |  | SSR 22-23
| Deduct column | 1 | x | 1 | 0.23 | 0.23 | 0.625 | -0.03 | Cum |  |  |  | SSR 22-23
| Deduct ventilators | 1 | x | 1 | 0.6 | 0.23 | 0.3 | -0.04 | Cum |  |  |  | SSR 22-23
| Parapet wall | 1 | x | 1 | 38.95 | 0.115 | 0.75 | 3.36 | Cum |  |  |  | SSR 22-23
SSR 22-23
[9 empty] | Cum | 6926.23 | SSR 22-23 | 0 | SSR 22-23
18 | Reinforced Brick Masonry for partition walls (11.0 cm thick) in CM (1:4) prop. (Cement : Sand) using common burnt clay bricks of class as per Table- I of IS:1077-1992, Non- Modular or traditional size 23 x 11 x 7 cms from approved source having minimum crushing strength of 40 Kg/Sq.cm and placing 2 Nos. of 6mm M.S plain rods in every third layer with free ends of the reinforcement pegged into mortar joints of main brick walls where applicable including cost and conveyance of all materials and all operational, incidental charges such as labour charges for mixing cement mortar, scaffolding charges, lift charges,and all labour charges etc., but excluding cost of steel and its fabrication charges complete for finished item of work. | [11 empty] | SSR 19-20
| Qty.p.22 to 25 of M.B.No.604/B/ZP/20 |  | 03.07.2022 | [9 empty] | SSR 19-20
| B2-C2 | 1 | x | 1 | 2.73 | 0 | 2.1 | 5.73 | Sqm |  |  |  | SSR 19-20
| A3-C3 | 1 | x | 1 | 5.83 | 0 | 2.1 | 12.24 | Sqm |  |  |  | SSR 19-20
| Deduct columns | 1 | x | 1 | 0.23 | 0 | 2.1 | -0.48 | Sqm |  |  |  | SSR 19-20
| B4-C4 | 1 | x | 1 | 2.72 | 0 | 2.1 | 5.71 | Sqm |  |  |  | SSR 19-20
| Tiolet long wall | 1 | x | 2 | 2.72 | 0 | 2.1 | 11.42 | Sqm |  |  |  | SSR 19-20
| cross wall | 1 | x | 2 | 1.45 | 0 | 2.1 | 6.09 | Sqm |  |  |  | SSR 19-20
| B1-B5 | 1 | x | 1 | 13.03 | 0 | 2.1 | 27.36 | Sqm |  |  |  | SSR 19-20
| Deduct columns | 1 | x | 2 | 0.38 | 0 | 2.1 | -1.6 | Sqm |  |  |  | SSR 19-20
| Deduct columns | 1 | x | 1 | 0.23 | 0 | 2.1 | -0.48 | Sqm |  |  |  | SSR 19-20
| Deduct door | 1 | x | 1 | 1.05 | 0 | 2.1 | -2.21 | Sqm |  |  |  | SSR 19-20
| Deduct door | 1 | x | 2 | 0.9 | 0 | 2.1 | -3.78 | Sqm |  |  |  | SSR 19-20
| Deduct door | 1 | x | 1 | 1 | 0 | 2.1 | -2.1 | Sqm |  |  |  | SSR 19-20
| Deduct door | 1 | x | 2 | 0.75 | 0 | 2.1 | -3.15 | Sqm |  |  |  | SSR 19-20
| Qty.p.30 to 32 of M.B.No.604/B/ZP/20 |  | 15.07.2022 | [9 empty] | SSR 19-20
| B2-C2 | 1 | x | 1 | 2.73 | 0 | 0.75 | 2.05 | Sqm |  |  |  | SSR 19-20
| A3-C3 | 1 | x | 1 | 5.83 | 0 | 0.75 | 4.37 | Sqm |  |  |  | SSR 19-20
| Deduct columns | 1 | x | 1 | 0.23 | 0 | 0.75 | -0.17 | Sqm |  |  |  | SSR 19-20
| B4-C4 | 1 | x | 1 | 2.72 | 0 | 0.75 | 2.04 | Sqm |  |  |  | SSR 19-20
| Tiolet long wall | 1 | x | 2 | 2.72 | 0 | 0.75 | 4.08 | Sqm |  |  |  | SSR 19-20
| cross wall | 1 | x | 2 | 1.45 | 0 | 0.75 | 2.18 | Sqm |  |  |  | SSR 19-20
| B1-B5 | 1 | x | 1 | 13.03 | 0 | 0.75 | 9.77 | Sqm |  |  |  | SSR 19-20
| Deduct columns | 1 | x | 2 | 0.38 | 0 | 0.75 | -0.57 | Sqm |  |  |  | SSR 19-20
| Deduct columns | 1 | x | 1 | 0.23 | 0 | 0.75 | -0.17 | Sqm |  |  |  | SSR 19-20
SSR 19-20
[8 empty] | 78.33 | Sqm | 710.66 | SSR 19-20 | 55666 | SSR 19-20
25 | Reinforced Brick Masonry for partition walls (11.0 cm thick) in CM (1:4) prop. (Cement : Sand) using common burnt clay bricks of class as per Table- I of IS:1077-1992, Non- Modular or traditional size 23 x 11 x 7 cms from approved source having minimum crushing strength of 40 Kg/Sq.cm and placing 2 Nos. of 6mm M.S plain rods in every third layer with free ends of the reinforcement pegged into mortar joints of main brick walls where applicable including cost and conveyance of all materials and all operational, incidental charges such as labour charges for mixing cement mortar, scaffolding charges, lift charges,and all labour charges etc., but excluding cost of steel and its fabrication charges complete for finished item of work. | [11 empty] | SSR 20-21
| Qty.p.4 to 6 of M.B.No.478/A/ZP/20 |  | 07.06.2021 | [9 empty] | SSR 20-21
| B2-C2 | 1 | x | 1 | 2.7 | 0 | 2.1 | 5.67 | Sqm |  |  |  | SSR 20-21
| A3-C3 | 1 | x | 1 | 5.93 | 0 | 2.1 | 12.45 | Sqm |  |  |  | SSR 20-21
| Deduct columns | 1 | x | 1 | 0.23 | 0 | 2.1 | -0.48 | Sqm |  |  |  | SSR 20-21
| B4-C4 | 1 | x | 1 | 2.7 | 0 | 2.1 | 5.67 | Sqm |  |  |  | SSR 20-21
| Tiolet long wall | 1 | x | 2 | 2.7 | 0 | 2.1 | 11.34 | Sqm |  |  |  | SSR 20-21
| Cross wall | 1 | x | 2 | 1.36 | 0 | 2.1 | 5.71 | Sqm |  |  |  | SSR 20-21
| Deduct door | 1 | x | 5 | 0.9 | 0 | 2.1 | -9.45 | Sqm |  |  |  | SSR 20-21
| Deduct door | 1 | x | 2 | 0.75 | 0 | 2.1 | -3.15 | Sqm |  |  |  | SSR 20-21
| Deduct door gap | 1 | x | 1 | 1.36 | 0 | 2.1 | -2.86 | Sqm |  |  |  | SSR 20-21
| Qty.p.10 to 12 of M.B.No.478/A/ZP/20 |  | 16.06.2021 | [9 empty] | SSR 20-21
| B2-C2 | 1 | x | 1 | 2.7 | 0 | 0.64 | 1.73 | Sqm |  |  |  | SSR 20-21
| A3-C3 | 1 | x | 1 | 5.93 | 0 | 0.64 | 3.8 | Sqm |  |  |  | SSR 20-21
| Deduct columns | 1 | x | 1 | 0.23 | 0 | 0.64 | -0.15 | Sqm |  |  |  | SSR 20-21
| B4-C4 | 1 | x | 1 | 2.7 | 0 | 0.64 | 1.73 | Sqm |  |  |  | SSR 20-21
| Tiolet long wall | 1 | x | 2 | 2.7 | 0 | 0.64 | 3.46 | Sqm |  |  |  | SSR 20-21
| Cross wall | 1 | x | 2 | 1.36 | 0 | 0.64 | 1.74 | Sqm |  |  |  | SSR 20-21
| Deduct door gap | 1 | x | 1 | 1.36 | 0 | 0.64 | -0.87 | Sqm |  |  |  | SSR 20-21
| Qty.p.30 to 32 of M.B.No.478/A/ZP/19 |  | 22.07.2021 | [9 empty] | SSR 20-21
| Parapet wall alround | 1 | x | 1 | 47 | 0 | 0.75 | 35.25 | Sqm |  |  |  | SSR 20-21
SSR 20-21
[9 empty] | Sqm | 732.88 | SSR 20-21 | 0 | SSR 20-21
19 | Reinforced Brick Masonry for partition walls (11.0 cm thick) in CM (1:4) prop. (Cement : Sand) using common burnt clay bricks of class as per Table- I of IS:1077-1992, Non- Modular or traditional size 23 x 11 x 7 cms from approved source having minimum crushing strength of 40 Kg/Sq.cm and placing 2 Nos. of 6mm M.S plain rods in every third layer with free ends of the reinforcement pegged into mortar joints of main brick walls where applicable including cost and conveyance of all materials and all operational, incidental charges such as labour charges for mixing cement mortar, scaffolding charges, lift charges,and all labour charges etc., but excluding cost of steel and its fabrication charges complete for finished item of work. | [11 empty] | SSR 21-22
| Qty.p.60 of M.B.No.790/A/ZP/19 | [11 empty] | SSR 21-22
| Long walls | 1 | x | 1 | 4.72 | 0 | 0.6 | 2.83 | Sqm |  |  |  | SSR 21-22
| C2D2 | 1 | x | 1 | 2.85 | 0 | 0.62 | 1.77 | Sqm |  |  |  | SSR 21-22
| Deduct ventilators | 1 | x | 2 | 0.6 | 0 | 0.3 | -0.36 | Sqm |  |  |  | SSR 21-22
SSR 21-22
[9 empty] | Sqm | 782.58 | SSR 21-22 | 0 | SSR 21-22
18 | Reinforced Brick Masonry for partition walls (11.0 cm thick) in CM (1:4) prop. (Cement : Sand) using common burnt clay bricks of class as per Table- I of IS:1077-1992, Non- Modular or traditional size 23 x 11 x 7 cms from approved source having minimum crushing strength of 40 Kg/Sq.cm and placing 2 Nos. of 6mm M.S plain rods in every third layer with free ends of the reinforcement pegged into mortar joints of main brick walls where applicable including cost and conveyance of all materials and all operational, incidental charges such as labour charges for mixing cement mortar, scaffolding charges, lift charges,and all labour charges etc., but excluding cost of steel and its fabrication charges complete for finished item of work. | [11 empty] | SSR 22-23
| Qty.p.51 of M.B.No.790/A/ZP/19 |  | 06.09.2023 | [9 empty] | SSR 22-23
| Examination room West side wall | 1 | x | 1 | 2.72 | 0 | 0.75 | 2.04 | Sqm |  |  |  | SSR 22-23
| North side wall | 1 | x | 1 | 2.51 | 0 | 0.75 | 1.88 | Sqm |  |  |  | SSR 22-23
| Deduct door | 1 | x | 1 | 0.9 | 0 | 0.75 | -0.68 | Sqm |  |  |  | SSR 22-23
| tiolet north side wall | 1 | x | 1 | 1.3 | 0 | 0.75 | 0.98 | Sqm |  |  |  | SSR 22-23
| Deduct door | 1 | x | 1 | 0.75 | 0 | 0.75 | -0.56 | Sqm |  |  |  | SSR 22-23
| Lab and store room east side wall | 1 | x | 1 | 2.95 | 0 | 0.75 | 2.21 | Sqm |  |  |  | SSR 22-23
| Deduct door | 1 | x | 1 | 0.9 | 0 | 0.75 | -0.68 | Sqm |  |  |  | SSR 22-23
| West side wall | 1 | x | 1 | 2.72 | 0 | 0.75 | 2.04 | Sqm |  |  |  | SSR 22-23
| North side wall | 1 | x | 1 | 2 | 0 | 0.75 | 1.5 | Sqm |  |  |  | SSR 22-23
| Bed room west side wall | 1 | x | 1 | 2.57 | 0 | 0.75 | 1.93 | Sqm |  |  |  | SSR 22-23
| North side wall | 1 | x | 1 | 2.75 | 0 | 0.75 | 2.06 | Sqm |  |  |  | SSR 22-23
| Deduct door | 1 | x | 1 | 0.9 | 0 | 0.75 | -0.68 | Sqm |  |  |  | SSR 22-23
| tiolet-2 north side wall | 1 | x | 1 | 1.3 | 0 | 0.75 | 0.98 | Sqm |  |  |  | SSR 22-23
| Deduct door | 1 | x | 1 | 0.75 | 0 | 0.75 | -0.56 | Sqm |  |  |  | SSR 22-23
| Kitchen east side wall | 1 | x | 1 | 2.95 | 0 | 0.75 | 2.21 | Sqm |  |  |  | SSR 22-23
| North side wall | 1 | x | 1 | 1.8 | 0 | 0.75 | 1.35 | Sqm |  |  |  | SSR 22-23
| Deduct door | 1 | x | 1 | 0.8 | 0 | 0.75 | -0.6 | Sqm |  |  |  | SSR 22-23
| Lobby and living room separate wall | 1 | x | 1 | 3 | 0 | 0.75 | 2.25 | Sqm |  |  |  | SSR 22-23
| Qty.p.61 of M.B.No.790/A/ZP/19 |  | 13.09.2023 | [9 empty] | SSR 22-23
| Examination room West side wall | 1 | x | 1 | 2.72 | 0 | 1.2 | 3.26 | Sqm |  |  |  | SSR 22-23
| North side wall | 1 | x | 1 | 2.51 | 0 | 1.2 | 3.01 | Sqm |  |  |  | SSR 22-23
| Deduct door | 1 | x | 1 | 0.9 | 0 | 1.2 | -1.08 | Sqm |  |  |  | SSR 22-23
| tiolet north side wall | 1 | x | 1 | 1.3 | 0 | 1.2 | 1.56 | Sqm |  |  |  | SSR 22-23
| Deduct door | 1 | x | 1 | 0.75 | 0 | 1.2 | -0.9 | Sqm |  |  |  | SSR 22-23
| Lab and store room east side wall | 1 | x | 1 | 2.95 | 0 | 1.2 | 3.54 | Sqm |  |  |  | SSR 22-23
| Deduct door | 1 | x | 1 | 0.9 | 0 | 1.2 | -1.08 | Sqm |  |  |  | SSR 22-23
| West side wall | 1 | x | 1 | 2.72 | 0 | 1.2 | 3.26 | Sqm |  |  |  | SSR 22-23
| North side wall | 1 | x | 1 | 2 | 0 | 1.2 | 2.4 | Sqm |  |  |  | SSR 22-23
| Bed room west side wall | 1 | x | 1 | 2.57 | 0 | 1.2 | 3.08 | Sqm |  |  |  | SSR 22-23
| North side wall | 1 | x | 1 | 2.75 | 0 | 1.2 | 3.3 | Sqm |  |  |  | SSR 22-23
| Deduct door | 1 | x | 1 | 0.9 | 0 | 1.2 | -1.08 | Sqm |  |  |  | SSR 22-23
| tiolet-2 north side wall | 1 | x | 1 | 1.3 | 0 | 1.2 | 1.56 | Sqm |  |  |  | SSR 22-23
| Deduct door | 1 | x | 1 | 0.75 | 0 | 1.2 | -0.9 | Sqm |  |  |  | SSR 22-23
| Kitchen east side wall | 1 | x | 1 | 2.95 | 0 | 1.2 | 3.54 | Sqm |  |  |  | SSR 22-23
| North side wall | 1 | x | 1 | 1.8 | 0 | 1.2 | 2.16 | Sqm |  |  |  | SSR 22-23
| Deduct door | 1 | x | 1 | 0.8 | 0 | 1.2 | -0.96 | Sqm |  |  |  | SSR 22-23
| Lobby and living room separate wall | 1 | x | 1 | 3 | 0 | 1.2 | 3.6 | Sqm |  |  |  | SSR 22-23
| Qty.p.73 of M.B.No.790/A/ZP/19 |  | 20.09.2023 | [9 empty] | SSR 22-23
| Examination room West side wall | 1 | x | 1 | 2.72 | 0 | 0.625 | 1.7 | Sqm |  |  |  | SSR 22-23
| North side wall | 1 | x | 1 | 2.51 | 0 | 0.625 | 1.57 | Sqm |  |  |  | SSR 22-23
| tiolet north side wall | 1 | x | 1 | 1.3 | 0 | 0.625 | 0.81 | Sqm |  |  |  | SSR 22-23
| Lab and store room east side wall | 1 | x | 1 | 2.95 | 0 | 0.625 | 1.84 | Sqm |  |  |  | SSR 22-23
| West side wall | 1 | x | 1 | 2.72 | 0 | 0.625 | 1.7 | Sqm |  |  |  | SSR 22-23
| North side wall | 1 | x | 1 | 2 | 0 | 0.625 | 1.25 | Sqm |  |  |  | SSR 22-23
| Bed room west side wall | 1 | x | 1 | 2.57 | 0 | 0.625 | 1.61 | Sqm |  |  |  | SSR 22-23
| North side wall | 1 | x | 1 | 2.75 | 0 | 0.625 | 1.72 | Sqm |  |  |  | SSR 22-23
| tiolet-2 north side wall | 1 | x | 1 | 1.3 | 0 | 0.625 | 0.81 | Sqm |  |  |  | SSR 22-23
| Kitchen east side wall | 1 | x | 1 | 2.95 | 0 | 0.625 | 1.84 | Sqm |  |  |  | SSR 22-23
| North side wall | 1 | x | 1 | 1.8 | 0 | 0.625 | 1.13 | Sqm |  |  |  | SSR 22-23
| Lobby and living room separate wall | 1 | x | 1 | 3 | 0 | 0.625 | 1.88 | Sqm |  |  |  | SSR 22-23
SSR 22-23
[9 empty] | Sqm | 865.32 | SSR 22-23 | 0 | SSR 22-23
18 | Masonry work in CM (1:8) prop with Flyash Cement solid blocks of size 290 x 150 x 140 mm for manufacturing of flyash solid blocks using flyash of 80 kgs, cement of 15 kgs. Gypsum of 5 kgs. and stone dust including cost and conveyance of all materials, labour charges, seiniorage charges, scaffolding and curing etc., cpomplete with a compresive streangth not lessthan 50 kg/sqm for walls for Superstructure Walls. | [11 empty] | SSR 19-20
| Qty.p.39 of M.B.No.790/A/ZP/19 | [11 empty] | SSR 19-20
|  | 1 | x | 1 | 1.02 | 0.115 | 0.83 | 0.1 | Cum |  |  |  | SSR 19-20
|  | 1 | x | 1 | 3.09 | 0.115 | 0.56 | 0.2 | Cum |  |  |  | SSR 19-20
|  | 1 | x | 1 | 0.79 | 0.115 | 0.64 | 0.06 | Cum |  |  |  | SSR 19-20
|  | 1 | x | 1 | 3.09 | 0.115 | 0.54 | 0.19 | Cum |  |  |  | SSR 19-20
SSR 19-20
[9 empty] | Cum | 5224.74 | SSR 19-20 | 0 | SSR 19-20
18 | Masonry work in CM (1:8) prop with Flyash Cement solid blocks of size 290 x 150 x 140 mm for manufacturing of flyash solid blocks using flyash of 80 kgs, cement of 15 kgs. Gypsum of 5 kgs. and stone dust including cost and conveyance of all materials, labour charges, seiniorage charges, scaffolding and curing etc., cpomplete with a compresive streangth not lessthan 50 kg/sqm for walls for Superstructure Walls. | [11 empty] | SSR 20-21
| Qty.p.39 of M.B.No.790/A/ZP/19 | [11 empty] | SSR 20-21
|  | 1 | x | 1 | 1.02 | 0.115 | 0.83 | 0.1 | Cum |  |  |  | SSR 20-21
|  | 1 | x | 1 | 3.09 | 0.115 | 0.56 | 0.2 | Cum |  |  |  | SSR 20-21
|  | 1 | x | 1 | 0.79 | 0.115 | 0.64 | 0.06 | Cum |  |  |  | SSR 20-21
|  | 1 | x | 1 | 3.09 | 0.115 | 0.54 | 0.19 | Cum |  |  |  | SSR 20-21
SSR 20-21
[9 empty] | Cum | 5403.93 | SSR 20-21 | 0 | SSR 20-21
18 | Masonry work in CM (1:8) prop with Flyash Cement solid blocks of size 290 x 150 x 140 mm for manufacturing of flyash solid blocks using flyash of 80 kgs, cement of 15 kgs. Gypsum of 5 kgs. and stone dust including cost and conveyance of all materials, labour charges, seiniorage charges, scaffolding and curing etc., cpomplete with a compresive streangth not lessthan 50 kg/sqm for walls for Superstructure Walls. | [11 empty] | SSR 21-22
| Qty.p.39 of M.B.No.790/A/ZP/19 | [11 empty] | SSR 21-22
|  | 1 | x | 1 | 1.02 | 0.115 | 0.83 | 0.1 | Cum |  |  |  | SSR 21-22
|  | 1 | x | 1 | 3.09 | 0.115 | 0.56 | 0.2 | Cum |  |  |  | SSR 21-22
|  | 1 | x | 1 | 0.79 | 0.115 | 0.64 | 0.06 | Cum |  |  |  | SSR 21-22
|  | 1 | x | 1 | 3.09 | 0.115 | 0.54 | 0.19 | Cum |  |  |  | SSR 21-22
SSR 21-22
[9 empty] | Cum | 5899.35 | SSR 21-22 | 0 | SSR 21-22
18 | Masonry work in CM (1:8) prop with Flyash Cement solid blocks of size 290 x 150 x 140 mm for manufacturing of flyash solid blocks using flyash of 80 kgs, cement of 15 kgs. Gypsum of 5 kgs. and stone dust including cost and conveyance of all materials, labour charges, seiniorage charges, scaffolding and curing etc., cpomplete with a compresive streangth not lessthan 50 kg/sqm for walls for Superstructure Walls. | [11 empty] | SSR 22-23
| Qty.p.39 of M.B.No.790/A/ZP/19 | [11 empty] | SSR 22-23
|  | 1 | x | 1 | 1.02 | 0.115 | 0.83 | 0.1 | Cum |  |  |  | SSR 22-23
|  | 1 | x | 1 | 3.09 | 0.115 | 0.56 | 0.2 | Cum |  |  |  | SSR 22-23
|  | 1 | x | 1 | 0.79 | 0.115 | 0.64 | 0.06 | Cum |  |  |  | SSR 22-23
|  | 1 | x | 1 | 3.09 | 0.115 | 0.54 | 0.19 | Cum |  |  |  | SSR 22-23
SSR 22-23
[9 empty] | Cum | 6281.37 | SSR 22-23 | 0 | SSR 22-23
17 | RCM facia 5cm thick in CM (1:3) for drop walls, fins with rabbit wire mesh & nominal reinforcement as directed by Engineer-in-charge with dubara sponge finishing, including cost & conveyance of all materials to site, seigniorage charges, sales & other taxes on all materials, operational & incidental, cost and conveyance of cement, wire mesh, water to work site, centering, scaffolding and form work, lift charges etc., complete for finished items of work but excluding cost of steel & its fabrication charges, for finished item of work. (APSS No.403 & 903) | [11 empty] | SSR 19-20
| Qty.p.50 of M.B.No.477/A/ZP/20 |  | 06.12.2022 | [9 empty] | SSR 19-20
| Slope portion | 1 | x | 2 | 3.6 | 1.35 | 0 | 9.72 | Sqm |  |  |  | SSR 19-20
| Traingle portion | 1 | x | 2 | 1.95 | 1.2 | 0 | 4.68 | Sqm |  |  |  | SSR 19-20
SSR 19-20
[9 empty] | Sqm | 1815.79 | SSR 19-20 | 0 | SSR 19-20
17 | RCM facia 5cm thick in CM (1:3) for drop walls, fins with rabbit wire mesh & nominal reinforcement as directed by Engineer-in-charge with dubara sponge finishing, including cost & conveyance of all materials to site, seigniorage charges, sales & other taxes on all materials, operational & incidental, cost and conveyance of cement, wire mesh, water to work site, centering, scaffolding and form work, lift charges etc., complete for finished items of work but excluding cost of steel & its fabrication charges, for finished item of work. (APSS No.403 & 903) | [11 empty] | SSR 20-21
| Qty.p.60 of M.B.No.790/A/ZP/19 | [11 empty] | SSR 20-21
| Elevation sides | 2 | x | 0.5 | 1 | 0 | 1.1 | 1.1 | Sqm |  |  |  | SSR 20-21
| Middle | 1 | x | 2 | 3.15 | 0 | 1.1 | 6.93 | Sqm |  |  |  | SSR 20-21
| Middle | 1 | x | 2 | 2 | 0 | 1.9 | 7.6 | Sqm |  |  |  | SSR 20-21
SSR 20-21
[9 empty] | Sqm | 1966.77 | SSR 20-21 | 0 | SSR 20-21
24 | RCM facia 5cm thick in CM (1:3) for drop walls, fins with rabbit wire mesh & nominal reinforcement as directed by Engineer-in-charge with dubara sponge finishing, including cost & conveyance of all materials to site, seigniorage charges, sales & other taxes on all materials, operational & incidental, cost and conveyance of cement, wire mesh, water to work site, centering, scaffolding and form work, lift charges etc., complete for finished items of work but excluding cost of steel & its fabrication charges, for finished item of work. (APSS No.403 & 903) | [11 empty] | SSR 21-22
| Qty.p.60 of M.B.No.790/A/ZP/19 | [11 empty] | SSR 21-22
|  | 1 | x | 1 | 25.8 | 0 | 0.2 | 5.16 | Sqm |  |  |  | SSR 21-22
SSR 21-22
[9 empty] | Sqm | 2093.16 | SSR 21-22 | 0 | SSR 21-22
17 | RCM facia 5cm thick in CM (1:3) for drop walls, fins with rabbit wire mesh & nominal reinforcement as directed by Engineer-in-charge with dubara sponge finishing, including cost & conveyance of all materials to site, seigniorage charges, sales & other taxes on all materials, operational & incidental, cost and conveyance of cement, wire mesh, water to work site, centering, scaffolding and form work, lift charges etc., complete for finished items of work but excluding cost of steel & its fabrication charges, for finished item of work. (APSS No.403 & 903) | [11 empty] | SSR 22-23
| Qty.p.60 of M.B.No.790/A/ZP/19 | [11 empty] | SSR 22-23
| Elevation sides | 2 | x | 0.5 | 1 | 0 | 1.1 | 1.1 | Sqm |  |  |  | SSR 22-23
| Middle | 1 | x | 2 | 3.15 | 0 | 1.1 | 6.93 | Sqm |  |  |  | SSR 22-23
| Middle | 1 | x | 2 | 2 | 0 | 1.9 | 7.6 | Sqm |  |  |  | SSR 22-23
SSR 22-23
[9 empty] | Sqm | 2232.97 | SSR 22-23 | 0 | SSR 22-23
19 | Ceiling Plastering to Ceiling in CM (1:3) 12mm thick with dubara sponge finishing including c/c of all materials including labour charges such as mixing cement mortar and curing etc complete for finished item of work (APSS 901 & 903) | [11 empty] | SSR 19-20
| Qty.p.33 to 35 of M.B.No.604/B/ZP/20 |  | 02.08.2022 | [9 empty] | SSR 19-20
| Examination room | 1 | x | 1 | 2.7 | 2.75 | 0 | 7.43 | Sqm |  |  |  | SSR 19-20
| Tiolet | 1 | x | 1 | 1.45 | 1.45 | 0 | 2.1 | Sqm |  |  |  | SSR 19-20
|  | 1 | x | 1 | 1.45 | 1.25 | 0 | 1.81 | Sqm |  |  |  | SSR 19-20
| Lab and store room | 1 | x | 1 | 2.75 | 2.19 | 0 | 6.02 | Sqm |  |  |  | SSR 19-20
| Bed room | 1 | x | 1 | 2.74 | 2.7 | 0 | 7.4 | Sqm |  |  |  | SSR 19-20
| Tiolet | 1 | x | 1 | 1.45 | 1.45 | 0 | 2.1 | Sqm |  |  |  | SSR 19-20
|  | 1 | x | 1 | 1.45 | 1.12 | 0 | 1.62 | Sqm |  |  |  | SSR 19-20
| Kitchen | 1 | x | 1 | 1.65 | 2.72 | 0 | 4.49 | Sqm |  |  |  | SSR 19-20
| clinic and lobby | 1 | x | 1 | 6.65 | 2.95 | 0 | 19.62 | Sqm |  |  |  | SSR 19-20
| Living roo | 1 | x | 1 | 6.12 | 2.96 | 0 | 18.12 | Sqm |  |  |  | SSR 19-20
| Verandah front side | 1 | x | 1 | 16 | 0 | 0.95 | 15.2 | Sqm |  |  |  | SSR 19-20
| Side portion | 1 | x | 2 | 3.15 | 2.2 | 0 | 13.86 | Sqm |  |  |  | SSR 19-20
| Slope portion front side | 1 | x | 1 | 16.85 | 0.95 | 0 | 16.01 | Sqm |  |  |  | SSR 19-20
| Side portion | 1 | x | 2 | 3.35 | 0.95 | 0 | 6.37 | Sqm |  |  |  | SSR 19-20
| Slab projection back side | 1 | x | 1 | 14.1 | 0.3 | 0 | 4.23 | Sqm |  |  |  | SSR 19-20
| Two sides | 1 | x | 2 | 3.2 | 0.3 | 0 | 1.92 | Sqm |  |  |  | SSR 19-20
| Drop | 1 | x | 1 | 17.7 | 0.25 | 0 | 4.43 | Sqm |  |  |  | SSR 19-20
|  | 1 | x | 2 | 3.65 | 0.25 | 0 | 1.83 | Sqm |  |  |  | SSR 19-20
SSR 19-20
[8 empty] | 134.56 | Sqm | 264.94 | SSR 19-20 | 35650 | SSR 19-20
26 | Ceiling Plastering to Ceiling in CM (1:3) 12mm thick with dubara sponge finishing including c/c of all materials including labour charges such as mixing cement mortar and curing etc complete for finished item of work (APSS 901 & 903) | [11 empty] | SSR 20-21
| Qty.p.13 to 15 of M.B.No.478/A/ZP/20 |  | 29.06.2021 | [9 empty] | SSR 20-21
| Examination room | 1 | x | 1 | 2.89 | 2.82 | 0 | 8.15 | Sqm |  |  |  | SSR 20-21
| Tiolet | 1 | x | 1 | 1.36 | 1.63 | 0 | 2.22 | Sqm |  |  |  | SSR 20-21
|  | 1 | x | 1 | 1.36 | 0.95 | 0 | 1.29 | Sqm |  |  |  | SSR 20-21
| Lab and store | 1 | x | 1 | 2.28 | 2.82 | 0 | 6.43 | Sqm |  |  |  | SSR 20-21
| Bed room | 1 | x | 1 | 2.75 | 2.82 | 0 | 7.76 | Sqm |  |  |  | SSR 20-21
| Tiolet | 1 | x | 1 | 1.36 | 1.95 | 0 | 2.65 | Sqm |  |  |  | SSR 20-21
|  | 1 | x | 1 | 1.36 | 0.6 | 0 | 0.82 | Sqm |  |  |  | SSR 20-21
| Kitchen | 1 | x | 1 | 1.83 | 2.82 | 0 | 5.16 | Sqm |  |  |  | SSR 20-21
| clinic and lobby | 1 | x | 1 | 6.68 | 3 | 0 | 20.04 | Sqm |  |  |  | SSR 20-21
| Living room | 1 | x | 1 | 6.17 | 3 | 0 | 18.51 | Sqm |  |  |  | SSR 20-21
| For window sunshade | 1 | x | 5 | 1.5 | 0.6 | 0 | 4.5 | Sqm |  |  |  | SSR 20-21
| Slab projection | 1 | x | 1 | 14.2 | 0.3 | 0 | 4.26 | Sqm |  |  |  | SSR 20-21
|  | 1 | x | 2 | 4.87 | 0.3 | 0 | 2.92 | Sqm |  |  |  | SSR 20-21
| Vertical projection | 1 | x | 1 | 16.1 | 1.2 | 0 | 19.32 | Sqm |  |  |  | SSR 20-21
| Sloped projection front | 1 | x | 1 | 16.65 | 0.8 | 0 | 13.32 | Sqm |  |  |  | SSR 20-21
| Sides | 1 | x | 1 | 3.35 | 0.8 | 0 | 2.68 | Sqm |  |  |  | SSR 20-21
SSR 20-21
[9 empty] | Sqm | 284 | SSR 20-21 | 0 | SSR 20-21
25 | Ceiling Plastering to Ceiling in CM (1:3) 12mm thick with dubara sponge finishing including c/c of all materials including labour charges such as mixing cement mortar and curing etc complete for finished item of work (APSS 901 & 903) | [11 empty] | SSR 21-22
| Qty.p.64 of M.B.No.790/A/ZP/19 | [11 empty] | SSR 21-22
| Examination room | 1 | x | 1 | 2.85 | 2.78 | 0 | 7.92 | Sqm |  |  |  | SSR 21-22
| Tiolet-1 | 1 | x | 1 | 1.34 | 1.6 | 0 | 2.14 | Sqm |  |  |  | SSR 21-22
|  | 1 | x | 1 | 1.34 | 1.09 | 0 | 1.46 | Sqm |  |  |  | SSR 21-22
| Lab room | 1 | x | 1 | 2.27 | 2.78 | 0 | 6.31 | Sqm |  |  |  | SSR 21-22
| Hospital hall | 1 | x | 1 | 6.78 | 2.95 | 0 | 20 | Sqm |  |  |  | SSR 21-22
| Bed room | 1 | x | 1 | 2.7 | 2.78 | 0 | 7.51 | Sqm |  |  |  | SSR 21-22
| tiolet-2 | 1 | x | 1 | 1.31 | 1.94 | 0 | 2.54 | Sqm |  |  |  | SSR 21-22
|  | 1 | x | 1 | 1.31 | 0.7 | 0 | 0.92 | Sqm |  |  |  | SSR 21-22
| Kitchen | 1 | x | 1 | 1.81 | 2.78 | 0 | 5.03 | Sqm |  |  |  | SSR 21-22
| Living room | 1 | x | 1 | 6.12 | 2.95 | 0 | 18.05 | Sqm |  |  |  | SSR 21-22
| Out side carrdor slab | 1 | x | 1 | 13.54 | 1.2 | 0 | 16.25 | Sqm |  |  |  | SSR 21-22
|  | 1 | x | 2 | 1.2 | 2.77 | 0 | 6.65 | Sqm |  |  |  | SSR 21-22
| Projection @ front | 1 | x | 1 | 23.4 | 0.9 | 0 | 21.06 | Sqm |  |  |  | SSR 21-22
| RCM facia drop @ front | 1 | x | 2 | 25.8 | 0 | 0.2 | 10.32 | Sqm |  |  |  | SSR 21-22
| Beam sides | 1 | x | 2 | 16.2 | 0 | 0.3 | 9.72 | Sqm |  |  |  | SSR 21-22
|  | 2 | x | 2 | 2.77 | 0 | 0.3 | 3.32 | Sqm |  |  |  | SSR 21-22
|  | 2 | x | 2 | 0.97 | 0 | 0.3 | 1.16 | Sqm |  |  |  | SSR 21-22
|  | 2 | x | 2 | 0.97 | 0 | 0.3 | 1.16 | Sqm |  |  |  | SSR 21-22
|  | 5 | x | 2 | 0.97 | 0 | 0.3 | 2.91 | Sqm |  |  |  | SSR 21-22
| Deduct junctions | 1 | x | 9 | 0.3 | 0 | 0.3 | -0.81 | Sqm |  |  |  | SSR 21-22
| Slab projection right and left | 1 | x | 2 | 5 | 0.425 | 0 | 4.25 | Sqm |  |  |  | SSR 21-22
| Slab projection @ back | 1 | x | 1 | 14.1 | 0.425 | 0 | 5.99 | Sqm |  |  |  | SSR 21-22
| Sunshades | 6 | x | 2 | 1.5 | 0.6 | 0 | 10.8 | Sqm |  |  |  | SSR 21-22
SSR 21-22
[9 empty] | Sqm | 300.93 | SSR 21-22 | 0 | SSR 21-22
22 | Ceiling Plastering to Ceiling in CM (1:3) 12mm thick with dubara sponge finishing including c/c of all materials including labour charges such as mixing cement mortar and curing etc complete for finished item of work (APSS 901 & 903) | [11 empty] | SSR 22-23
| Qty.p.17 of M.B.No.790/A/ZP/19 | [11 empty] | SSR 22-23
|  | 1 | x | 1 | 3.25 | 2.64 | 0 | 8.58 | Sqm |  |  |  | SSR 22-23
|  | 1 | x | 1 | 3.25 | 2.72 | 0 | 8.84 | Sqm |  |  |  | SSR 22-23
|  | 1 | x | 1 | 8.65 | 3.2 | 0 | 27.68 | Sqm |  |  |  | SSR 22-23
|  | 1 | x | 2 | 3.2 | 0 | 0.3 | 1.92 | Sqm |  |  |  | SSR 22-23
|  | 1 | x | 1 | 4.98 | 8.6 | 0 | 42.83 | Sqm |  |  |  | SSR 22-23
|  | 1 | x | 1 | 5.45 | 1.8 | 0 | 9.81 | Sqm |  |  |  | SSR 22-23
|  | 1 | x | 4 | 1.65 | 0 | 0.3 | 1.98 | Sqm |  |  |  | SSR 22-23
|  | 1 | x | 1 | 1.8 | 0 | 0.38 | 0.68 | Sqm |  |  |  | SSR 22-23
|  | 1 | x | 1 | 2.96 | 0 | 0.3 | 0.89 | Sqm |  |  |  | SSR 22-23
|  | 1 | x | 2 | 8.5 | 0 | 0.3 | 5.1 | Sqm |  |  |  | SSR 22-23
|  | 1 | x | 1 | 12.47 | 0 | 0.3 | 3.74 | Sqm |  |  |  | SSR 22-23
|  | 1 | x | 1 | 9.52 | 0 | 0.3 | 2.86 | Sqm |  |  |  | SSR 22-23
|  | 1 | x | 1 | 9.44 | 0 | 0.3 | 2.83 | Sqm |  |  |  | SSR 22-23
|  | 1 | x | 5 | 1.8 | 0.6 | 0 | 5.4 | Sqm |  |  |  | SSR 22-23
SSR 22-23
[9 empty] | Sqm | 318.2 | SSR 22-23 | 0 | SSR 22-23
21 | Plastering in CM (1:5) 12mm thick single coat including c/c of all materials and labour charges such as mixing cement mortar etc and curing etc complete for finished item of work (APSS 901, 903 & 904) | [11 empty] | SSR 19-20
| Qty.p.41 of M.B.No.790/A/ZP/19 | [11 empty] | SSR 19-20
| Hall alround | 1 | x | 1 | 27 | 0 | 3.3 | 89.1 | Sqm |  |  |  | SSR 19-20
| Secretary room alround | 1 | x | 1 | 11.96 | 0 | 3.3 | 39.47 | Sqm |  |  |  | SSR 19-20
| Deduct landing slab | 1 | x | 1 | 2.7 | 0 | 0.15 | -0.41 | Sqm |  |  |  | SSR 19-20
SSR 19-20
[9 empty] | Sqm | 242.02 | SSR 19-20 | 0 | SSR 19-20
21 | Plastering in CM (1:5) 12mm thick single coat including c/c of all materials and labour charges such as mixing cement mortar etc and curing etc complete for finished item of work (APSS 901, 903 & 904) | [11 empty] | SSR 20-21
| Qty.p.41 of M.B.No.790/A/ZP/19 | [11 empty] | SSR 20-21
| Hall alround | 1 | x | 1 | 27 | 0 | 3.3 | 89.1 | Sqm |  |  |  | SSR 20-21
| Secretary room alround | 1 | x | 1 | 11.96 | 0 | 3.3 | 39.47 | Sqm |  |  |  | SSR 20-21
| Deduct landing slab | 1 | x | 1 | 2.7 | 0 | 0.15 | -0.41 | Sqm |  |  |  | SSR 20-21
SSR 20-21
[9 empty] | Sqm | 261.07 | SSR 20-21 | 0 | SSR 20-21
27 | Plastering in CM (1:5) 12mm thick single coat including c/c of all materials and labour charges such as mixing cement mortar etc and curing etc complete for finished item of work (APSS 901, 903 & 904) | [11 empty] | SSR 21-22
| Qty.p.60 of M.B.No.478/A/ZP/20 |  | 22.10.2021 | [9 empty] | SSR 21-22
| For steps | 1 | x | 3 | 1.2 | 1.35 | 0 | 4.86 | Sqm |  |  |  | SSR 21-22
|  | 1 | x | 2 | 1.1 | 0.9 | 0 | 1.98 | Sqm |  |  |  | SSR 21-22
| Platform walls | 1 | x | 2 | 0.62 | 0 | 0.8 | 0.99 | Sqm |  |  |  | SSR 21-22
|  | 1 | x | 2 | 0.52 | 0 | 0.8 | 0.83 | Sqm |  |  |  | SSR 21-22
SSR 21-22
[9 empty] | Sqm | 277.43 | SSR 21-22 | 0 | SSR 21-22
21 | Plastering in CM (1:5) 12mm thick single coat including c/c of all materials and labour charges such as mixing cement mortar etc and curing etc complete for finished item of work (APSS 901, 903 & 904) | [11 empty] | SSR 22-23
| Qty.p.41 of M.B.No.790/A/ZP/19 | [11 empty] | SSR 22-23
| Hall alround | 1 | x | 1 | 27 | 0 | 3.3 | 89.1 | Sqm |  |  |  | SSR 22-23
| Secretary room alround | 1 | x | 1 | 11.96 | 0 | 3.3 | 39.47 | Sqm |  |  |  | SSR 22-23
| Deduct landing slab | 1 | x | 1 | 2.7 | 0 | 0.15 | -0.41 | Sqm |  |  |  | SSR 22-23
SSR 22-23
[9 empty] | Sqm | 294.71 | SSR 22-23 | 0 | SSR 22-23
19 | Plastering in CM (1:5) 20mm thick single coat including c/c of all materials including all operational, incidental and labour charges such as mixing cement mortar and curing etc complete for finished item of work (APSS 901, 903 & 904) | [11 empty] | SSR 19-20
| Qty.p.14 of M.B.No.790/A/ZP/19 |  | 12.06.2023 | [9 empty] | SSR 19-20
| Godown flooring | 1 | x | 1 | 8.65 | 3.2 | 0 | 27.68 | Sqm |  |  |  | SSR 19-20
SSR 19-20
[9 empty] | Sqm | 259.87 | SSR 19-20 | 0 | SSR 19-20
22 | Plastering in CM (1:5) 20mm thick single coat including c/c of all materials including all operational, incidental and labour charges such as mixing cement mortar and curing etc complete for finished item of work (APSS 901, 903 & 904) | [11 empty] | SSR 20-21
| Qty.p.47 of M.B.No.790/A/ZP/19 | [11 empty] | SSR 20-21
| Left side | 1 | x | 1 | 12.49 | 0 | 3.93 | 49.09 | Sqm |  |  |  | SSR 20-21
| Deduct ventilators | 1 | x | 8 | 0.6 | 0 | 0.45 | -2.16 | Sqm |  |  |  | SSR 20-21
| Deduct staircase opening | 1 | x | 1 | 1.2 | 0 | 1.2 | -1.44 | Sqm |  |  |  | SSR 20-21
SSR 20-21
[9 empty] | Sqm | 279.49 | SSR 20-21 | 0 | SSR 20-21
22 | Plastering in CM (1:5) 20mm thick single coat including c/c of all materials including all operational, incidental and labour charges such as mixing cement mortar and curing etc complete for finished item of work (APSS 901, 903 & 904) | [11 empty] | SSR 21-22
| Qty.p.47 of M.B.No.790/A/ZP/19 | [11 empty] | SSR 21-22
| Left side | 1 | x | 1 | 12.49 | 0 | 3.93 | 49.09 | Sqm |  |  |  | SSR 21-22
| Deduct ventilators | 1 | x | 8 | 0.6 | 0 | 0.45 | -2.16 | Sqm |  |  |  | SSR 21-22
| Deduct staircase opening | 1 | x | 1 | 1.2 | 0 | 1.2 | -1.44 | Sqm |  |  |  | SSR 21-22
SSR 21-22
[9 empty] | Sqm | 297.13 | SSR 21-22 | 0 | SSR 21-22
22 | Plastering in CM (1:5) 20mm thick single coat including c/c of all materials including all operational, incidental and labour charges such as mixing cement mortar and curing etc complete for finished item of work (APSS 901, 903 & 904) | [11 empty] | SSR 22-23
| Qty.p.14 of M.B.No.790/A/ZP/19 | [11 empty] | SSR 22-23
|  | 1 | x | 1 | 8.65 | 3.2 | 0 | 27.68 | Sqm |  |  |  | SSR 22-23
SSR 22-23
[9 empty] | Sqm | 314.9 | SSR 22-23 | 0 | SSR 22-23
20 | Plastering to brick masonary wall with 12mm thick double coat in CM (1:5) 8 mm thick base coat and CM (1:3) of 4mm thick top coat with dubara sponge finish including c/c of all materials including all operational, incidental and labour charges such as mixing cement mortar and curing etc complete for finished item of work (APSS 901, 903 & 904) | [11 empty] | SSR 19-20
| Qty.p.35 to 37 of M.B.No.604/B/ZP/20 |  | 02.08.2022 | [9 empty] | SSR 19-20
| Examination room | 1 | x | 1 | 11.02 | 0 | 3.15 | 34.71 | Sqm |  |  |  | SSR 19-20
| Tiolet room | 1 | x | 1 | 5.8 | 0 | 1.15 | 6.67 | Sqm |  |  |  | SSR 19-20
|  | 1 | x | 2 | 1.25 | 0 | 3.15 | 7.88 | Sqm |  |  |  | SSR 19-20
| Lab and store room | 1 | x | 1 | 9.88 | 0 | 3.15 | 31.12 | Sqm |  |  |  | SSR 19-20
| Bed room | 1 | x | 1 | 10.88 | 0 | 3.15 | 34.27 | Sqm |  |  |  | SSR 19-20
| Tiolet | 1 | x | 1 | 5.8 | 0 | 1.15 | 6.67 | Sqm |  |  |  | SSR 19-20
|  | 1 | x | 1 | 1.12 | 0 | 3.15 | 3.53 | Sqm |  |  |  | SSR 19-20
| Kitc | 1 | x | 1 | 8.8 | 0 | 3.15 | 27.72 | Sqm |  |  |  | SSR 19-20
| clinic and lobby | 1 | x | 1 | 19.2 | 0 | 3.15 | 60.48 | Sqm |  |  |  | SSR 19-20
| Living room | 1 | x | 1 | 18.16 | 0 | 3.15 | 57.2 | Sqm |  |  |  | SSR 19-20
| Deduct door | 1 | x | 1 | 1.2 | 0 | 2.1 | -2.52 | Sqm |  |  |  | SSR 19-20
| Deduct door | 1 | x | 2 | 1.05 | 0 | 2.1 | -4.41 | Sqm |  |  |  | SSR 19-20
| Deduct door | 1 | x | 2 | 1 | 0 | 2.1 | -4.2 | Sqm |  |  |  | SSR 19-20
| Deduct door | 1 | x | 3 | 0.9 | 0 | 2.1 | -5.67 | Sqm |  |  |  | SSR 19-20
| Deduct door | 1 | x | 2 | 0.75 | 0 | 2.1 | -3.15 | Sqm |  |  |  | SSR 19-20
| Deduct windows | 1 | x | 8 | 1.2 | 0 | 1.2 | -11.52 | Sqm |  |  |  | SSR 19-20
| Deduct ventilators | 1 | x | 12 | 0.6 | 0 | 0.3 | -2.16 | Sqm |  |  |  | SSR 19-20
| Qty.p.6 & 7 of M.B.No.111/A/ZP/22 |  | 23.11.2023 | [9 empty] | SSR 19-20
| Examination room | 1 | x | 1 | 1.115 | 0 | 0.7 | 0.78 | Sqm |  |  |  | SSR 19-20
|  | 1 | x | 1 | 0.615 | 0 | 0.7 | 0.43 | Sqm |  |  |  | SSR 19-20
| Lab and store room | 1 | x | 1 | 1.3 | 0 | 0.7 | 0.91 | Sqm |  |  |  | SSR 19-20
|  | 1 | x | 1 | 0.715 | 0 | 0.7 | 0.5 | Sqm |  |  |  | SSR 19-20
| Kitchen | 1 | x | 1 | 0.8 | 0 | 0.75 | 0.6 | Sqm |  |  |  | SSR 19-20
|  | 1 | x | 2 | 0.46 | 0 | 0.75 | 0.69 | Sqm |  |  |  | SSR 19-20
| Verandah | 1 | x | 1 | 1.2 | 0 | 1 | 1.2 | Sqm |  |  |  | SSR 19-20
|  | 1 | x | 1 | 3.7 | 0 | 1 | 3.7 | Sqm |  |  |  | SSR 19-20
|  | 1 | x | 1 | 12.75 | 0 | 1 | 12.75 | Sqm |  |  |  | SSR 19-20
|  | 1 | x | 1 | 5 | 0 | 1 | 5 | Sqm |  |  |  | SSR 19-20
SSR 19-20
[8 empty] | 263.18 | Sqm | 317.8 | SSR 19-20 | 83639 | SSR 19-20
28 | Plastering to brick masonary wall with 12mm thick double coat in CM (1:5) 8 mm thick base coat and CM (1:3) of 4mm thick top coat with dubara sponge finish including c/c of all materials including all operational, incidental and labour charges such as mixing cement mortar and curing etc complete for finished item of work (APSS 901, 903 & 904) | [11 empty] | SSR 20-21
| Qty.p.15 to 17 of M.B.No.478/A/ZP/20 |  | 29.06.2021 | [9 empty] | SSR 20-21
| Examination room | 1 | x | 1 | 11.42 | 0 | 3.2 | 36.54 | Sqm |  |  |  | SSR 20-21
| tiolet | 1 | x | 1 | 5.98 | 0 | 3.2 | 19.14 | Sqm |  |  |  | SSR 20-21
|  | 1 | x | 1 | 4.63 | 0 | 3.2 | 14.82 | Sqm |  |  |  | SSR 20-21
| Lobby and store room | 1 | x | 1 | 10.32 | 0 | 3.2 | 33.02 | Sqm |  |  |  | SSR 20-21
| bed room | 1 | x | 1 | 11.14 | 0 | 3.2 | 35.65 | Sqm |  |  |  | SSR 20-21
| tiolet | 1 | x | 1 | 6.68 | 0 | 3.2 | 21.38 | Sqm |  |  |  | SSR 20-21
|  | 1 | x | 1 | 3.93 | 0 | 3.2 | 12.58 | Sqm |  |  |  | SSR 20-21
| Kitchen | 1 | x | 1 | 9.3 | 0 | 3.2 | 29.76 | Sqm |  |  |  | SSR 20-21
| clinic and lobby | 1 | x | 1 | 19.36 | 0 | 3.2 | 61.95 | Sqm |  |  |  | SSR 20-21
| Living room | 1 | x | 1 | 18.34 | 0 | 3.2 | 58.69 | Sqm |  |  |  | SSR 20-21
| Deduct door | 1 | x | 1 | 1.2 | 0 | 2.1 | -2.52 | Sqm |  |  |  | SSR 20-21
| Deduct door | 1 | x | 1 | 0.9 | 0 | 2.1 | -1.89 | Sqm |  |  |  | SSR 20-21
| Deduct door | 1 | x | 4 | 0.9 | 0 | 2.1 | -7.56 | Sqm |  |  |  | SSR 20-21
| Deduct door | 1 | x | 1 | 0.75 | 0 | 2.1 | -1.58 | Sqm |  |  |  | SSR 20-21
| Deduct door | 1 | x | 2 | 0.75 | 0 | 2.1 | -3.15 | Sqm |  |  |  | SSR 20-21
| Deduct windows | 1 | x | 7 | 1.2 | 0 | 1.2 | -10.08 | Sqm |  |  |  | SSR 20-21
| Deduct ventilators | 1 | x | 14 | 0.6 | 0 | 0.3 | -2.52 | Sqm |  |  |  | SSR 20-21
| Qty.p.34 & 35 of M.B.No.478/A/ZP/20 |  | 02.08.2021 | [9 empty] | SSR 20-21
| Parapet wall alround | 1 | x | 1 | 47 | 1.7 | 0 | 79.9 | Sqm |  |  |  | SSR 20-21
| Slope portion center | 1 | x | 1 | 16.64 | 1 | 0 | 16.64 | Sqm |  |  |  | SSR 20-21
| Slope portion left | 1 | x | 1 | 3.45 | 1 | 0 | 3.45 | Sqm |  |  |  | SSR 20-21
| Slope portion Midlle | 1 | x | 1 | 3.425 | 1 | 0 | 3.43 | Sqm |  |  |  | SSR 20-21
| Verandah basement | 1 | x | 1 | 19 | 0 | 0.6 | 11.4 | Sqm |  |  |  | SSR 20-21
| Ramp portion | 1 | x | 1 | 5.75 | 0 | 0.3 | 1.73 | Sqm |  |  |  | SSR 20-21
| Deduct step | 1 | x | 3 | 1.2 | 0 | 0.6 | -2.16 | Sqm |  |  |  | SSR 20-21
SSR 20-21
[9 empty] | Sqm | 343.65 | SSR 20-21 | 0 | SSR 20-21
26 | Plastering to brick masonary wall with 12mm thick double coat in CM (1:5) 8 mm thick base coat and CM (1:3) of 4mm thick top coat with dubara sponge finish including c/c of all materials including all operational, incidental and labour charges such as mixing cement mortar and curing etc complete for finished item of work (APSS 901, 903 & 904) | [11 empty] | SSR 21-22
| Qty.p.69 of M.B.No.790/A/ZP/19 | [11 empty] | SSR 21-22
| Examination room | 1 | x | 1 | 11.26 | 0 | 3.2 | 36.03 | Sqm |  |  |  | SSR 21-22
| Deduct windows | 1 | x | 1 | 1.22 | 0 | 1.26 | -1.54 | Sqm |  |  |  | SSR 21-22
| Deduct ventilators | 1 | x | 1 | 0.6 | 0 | 0.3 | -0.18 | Sqm |  |  |  | SSR 21-22
| Deduct door | 1 | x | 1 | 0.93 | 0 | 2.1 | -1.95 | Sqm |  |  |  | SSR 21-22
| Tiolet-1 | 1 | x | 1 | 5.88 | 0 | 3.2 | 18.82 | Sqm |  |  |  | SSR 21-22
| Deduct ventilators | 1 | x | 1 | 0.6 | 0 | 0.3 | -0.18 | Sqm |  |  |  | SSR 21-22
| Deduct door | 1 | x | 1 | 0.82 | 0 | 2.1 | -1.72 | Sqm |  |  |  | SSR 21-22
| space before tiolet-1 | 1 | x | 1 | 3.52 | 0 | 3.2 | 11.26 | Sqm |  |  |  | SSR 21-22
| deduct door | 1 | x | 1 | 0.82 | 0 | 2.1 | -1.72 | Sqm |  |  |  | SSR 21-22
| deduct door | 1 | x | 1 | 1.05 | 0 | 2.1 | -2.21 | Sqm |  |  |  | SSR 21-22
| Deduct ventilators | 1 | x | 1 | 0.6 | 0 | 0.3 | -0.18 | Sqm |  |  |  | SSR 21-22
| Lab room | 1 | x | 1 | 10.1 | 0 | 3.2 | 32.32 | Sqm |  |  |  | SSR 21-22
| Deduct door | 1 | x | 1 | 1.05 | 0 | 2.1 | -2.21 | Sqm |  |  |  | SSR 21-22
| Deduct ventilators | 2 | x | 1 | 0.6 | 0 | 0.3 | -0.36 | Sqm |  |  |  | SSR 21-22
| Deduct windows | 1 | x | 1 | 1.27 | 0 | 1.23 | -1.56 | Sqm |  |  |  | SSR 21-22
| Hospital hall | 1 | x | 1 | 19.46 | 0 | 3.2 | 62.27 | Sqm |  |  |  | SSR 21-22
| Deduct door | 1 | x | 1 | 1.2 | 0 | 2.13 | -2.56 | Sqm |  |  |  | SSR 21-22
| Deduct door | 1 | x | 1 | 0.93 | 0 | 2.1 | -1.95 | Sqm |  |  |  | SSR 21-22
| deduct tiolet opening | 1 | x | 1 | 1.32 | 0 | 2.9 | -3.83 | Sqm |  |  |  | SSR 21-22
| Deduct ventilators | 1 | x | 4 | 0.6 | 0 | 0.3 | -0.72 | Sqm |  |  |  | SSR 21-22
| Deduct windows | 1 | x | 1 | 1.23 | 0 | 1.23 | -1.51 | Sqm |  |  |  | SSR 21-22
| Deduct windows | 1 | x | 1 | 1.24 | 0 | 1.27 | -1.57 | Sqm |  |  |  | SSR 21-22
| bed room | 1 | x | 1 | 10.96 | 0 | 3.2 | 35.07 | Sqm |  |  |  | SSR 21-22
| Deduct windows | 1 | x | 1 | 1.23 | 0 | 1.26 | -1.55 | Sqm |  |  |  | SSR 21-22
| Deduct ventilators | 1 | x | 2 | 0.6 | 0 | 0.3 | -0.36 | Sqm |  |  |  | SSR 21-22
| Deduct door | 1 | x | 1 | 0.93 | 0 | 2.1 | -1.95 | Sqm |  |  |  | SSR 21-22
| Tiolet-2 | 1 | x | 1 | 6.5 | 0 | 3.2 | 20.8 | Sqm |  |  |  | SSR 21-22
| Deduct ventilators | 1 | x | 1 | 0.6 | 0 | 0.3 | -0.18 | Sqm |  |  |  | SSR 21-22
| Deduct door | 1 | x | 1 | 0.84 | 0 | 2.1 | -1.76 | Sqm |  |  |  | SSR 21-22
| space before tiolet-2 | 1 | x | 1 | 4.02 | 0 | 3.2 | 12.86 | Sqm |  |  |  | SSR 21-22
| Deduct door | 1 | x | 1 | 0.84 | 0 | 2.1 | -1.76 | Sqm |  |  |  | SSR 21-22
| Opening | 1 | x | 1 | 0.93 | 0 | 2.9 | 2.7 | Sqm |  |  |  | SSR 21-22
| Kitchen | 1 | x | 1 | 9.18 | 0 | 3.2 | 29.38 | Sqm |  |  |  | SSR 21-22
| Deduct door | 1 | x | 2 | 0.82 | 0 | 2.12 | -3.48 | Sqm |  |  |  | SSR 21-22
| Deduct ventilators | 1 | x | 3 | 0.6 | 0 | 0.3 | -0.54 | Sqm |  |  |  | SSR 21-22
| Deduct windows | 1 | x | 1 | 1.24 | 0 | 1.24 | -1.54 | Sqm |  |  |  | SSR 21-22
| Living room | 1 | x | 1 | 18.14 | 0 | 3.2 | 58.05 | Sqm |  |  |  | SSR 21-22
| Deduct door | 1 | x | 2 | 0.93 | 0 | 2.13 | -3.96 | Sqm |  |  |  | SSR 21-22
| Deduct door | 1 | x | 1 | 0.82 | 0 | 2.12 | -1.74 | Sqm |  |  |  | SSR 21-22
| deduct opening | 1 | x | 1 | 0.93 | 0 | 2.9 | -2.7 | Sqm |  |  |  | SSR 21-22
| Deduct ventilators | 1 | x | 5 | 0.6 | 0 | 0.3 | -0.9 | Sqm |  |  |  | SSR 21-22
| Deduct windows | 1 | x | 1 | 1.23 | 0 | 1.3 | -1.6 | Sqm |  |  |  | SSR 21-22
| Deduct windows | 1 | x | 1 | 1.24 | 0 | 1.23 | -1.53 | Sqm |  |  |  | SSR 21-22
| window sides | 1 | x | 8 | 4.8 | 0.23 | 0 | 8.83 | Sqm |  |  |  | SSR 21-22
| Ventilator sides | 1 | x | 13 | 1.8 | 0.23 | 0 | 5.38 | Sqm |  |  |  | SSR 21-22
| Door sides main door | 1 | x | 1 | 5.45 | 0.115 | 0 | 0.63 | Sqm |  |  |  | SSR 21-22
| Living room door sides | 1 | x | 1 | 5.15 | 0.115 | 0 | 0.59 | Sqm |  |  |  | SSR 21-22
| Kitchen room door sides | 1 | x | 1 | 5 | 0.115 | 0 | 0.58 | Sqm |  |  |  | SSR 21-22
SSR 21-22
[9 empty] | Sqm | 364.75 | SSR 21-22 | 0 | SSR 21-22
23 | Plastering to brick masonary wall with 12mm thick double coat in CM (1:5) 8 mm thick base coat and CM (1:3) of 4mm thick top coat with dubara sponge finish including c/c of all materials including all operational, incidental and labour charges such as mixing cement mortar and curing etc complete for finished item of work (APSS 901, 903 & 904) | [11 empty] | SSR 22-23
| Qty.p.20 of M.B.No.790/A/ZP/19 | [11 empty] | SSR 22-23
|  | 1 | x | 1 | 11.78 | 0 | 3.1 | 36.52 | Sqm |  |  |  | SSR 22-23
|  | 1 | x | 1 | 11.94 | 0 | 3.1 | 37.01 | Sqm |  |  |  | SSR 22-23
|  | 1 | x | 1 | 23.7 | 0 | 3.1 | 73.47 | Sqm |  |  |  | SSR 22-23
|  | 1 | x | 1 | 8.6 | 0 | 3.1 | 26.66 | Sqm |  |  |  | SSR 22-23
|  | 1 | x | 1 | 4.98 | 0 | 3.1 | 15.44 | Sqm |  |  |  | SSR 22-23
|  | 1 | x | 1 | 5.55 | 0 | 3.1 | 17.21 | Sqm |  |  |  | SSR 22-23
|  | 1 | x | 1 | 8.35 | 0 | 3.1 | 25.89 | Sqm |  |  |  | SSR 22-23
|  | 1 | x | 1 | 2.68 | 0 | 1.2 | 3.22 | Sqm |  |  |  | SSR 22-23
|  | 1 | x | 1 | 2.9 | 0 | 1.2 | 3.48 | Sqm |  |  |  | SSR 22-23
|  | 1 | x | 1 | 3.37 | 0 | 3.1 | 10.45 | Sqm |  |  |  | SSR 22-23
|  | 1 | x | 1 | 3.6 | 1.8 | 0 | 6.48 | Sqm |  |  |  | SSR 22-23
|  | 1 | x | 1 | 1.2 | 0 | 2.1 | -2.52 | Sqm |  |  |  | SSR 22-23
|  | 2 | x | 2 | 1.05 | 0 | 2.1 | -8.82 | Sqm |  |  |  | SSR 22-23
|  | 1 | x | 6 | 1.5 | 0 | 1.35 | -12.15 | Sqm |  |  |  | SSR 22-23
|  | 1 | x | 1 | 3.2 | 0 | 3.1 | -9.92 | Sqm |  |  |  | SSR 22-23
|  | 1 | x | 11 | 0.6 | 0 | 0.3 | -1.98 | Sqm |  |  |  | SSR 22-23
SSR 22-23
[9 empty] | Sqm | 388.21 | SSR 22-23 | 0 | SSR 22-23
21 | Plastering to brick masonary wall with 20mm thick double coat in CM (1:6) 16 mm thick base coat and CM (1:4) of 4mm thick top coat with dubara sponge finish including c/c of all materials including all operational, incidental and labour charges such as mixing cement mortar and curing etc complete for finished item of work (APSS 901, 903 & 904) | [11 empty] | SSR 19-20
| Qty.p.37 & 38 of M.B.No.604/B/ZP/20 |  | 02.08.2022 | [9 empty] | SSR 19-20
| long walls | 1 | x | 2 | 13.54 | 0 | 3.15 | 85.3 | Sqm |  |  |  | SSR 19-20
| Cross wall | 1 | x | 2 | 6.43 | 0 | 3.15 | 40.51 | Sqm |  |  |  | SSR 19-20
SSR 19-20
[8 empty] | 125.81 | Sqm | 331.15 | SSR 19-20 | 41662 | SSR 19-20
29 | Plastering to brick masonary wall with 20mm thick double coat in CM (1:6) 16 mm thick base coat and CM (1:4) of 4mm thick top coat with dubara sponge finish including c/c of all materials including all operational, incidental and labour charges such as mixing cement mortar and curing etc complete for finished item of work (APSS 901, 903 & 904) | [11 empty] | SSR 20-21
| Qty.p.17 of M.B.No.478/A/ZP/20 |  | 29.06.2021 | [9 empty] | SSR 20-21
| long walls | 1 | x | 2 | 13.54 | 0 | 3.5 | 94.78 | Sqm |  |  |  | SSR 20-21
| Cross wall | 1 | x | 2 | 6.81 | 0 | 3.5 | 47.67 | Sqm |  |  |  | SSR 20-21
SSR 20-21
[9 empty] | Sqm | 357.58 | SSR 20-21 | 0 | SSR 20-21
27 | Plastering to brick masonary wall with 20mm thick double coat in CM (1:6) 16 mm thick base coat and CM (1:4) of 4mm thick top coat with dubara sponge finish including c/c of all materials including all operational, incidental and labour charges such as mixing cement mortar and curing etc complete for finished item of work (APSS 901, 903 & 904) | [11 empty] | SSR 21-22
| Qty.p.71 of M.B.No.790/A/ZP/19 | [11 empty] | SSR 21-22
| front side | 1 | x | 1 | 13.54 | 0 | 3.2 | 43.33 | Sqm |  |  |  | SSR 21-22
| Left side | 1 | x | 1 | 6.45 | 0 | 3.2 | 20.64 | Sqm |  |  |  | SSR 21-22
| right side | 1 | x | 1 | 6.45 | 0 | 3.2 | 20.64 | Sqm |  |  |  | SSR 21-22
| Back side | 1 | x | 1 | 13.54 | 0 | 3.5 | 47.39 | Sqm |  |  |  | SSR 21-22
| Deduct windows | 1 | x | 8 | 1.23 | 0 | 1.3 | -12.79 | Sqm |  |  |  | SSR 21-22
| Deduct door | 1 | x | 1 | 1.2 | 0 | 2.13 | -2.56 | Sqm |  |  |  | SSR 21-22
|  | 1 | x | 1 | 0.9 | 0 | 2.13 | -1.92 | Sqm |  |  |  | SSR 21-22
| Kitchen | 1 | x | 1 | 0.8 | 0 | 2.12 | -1.7 | Sqm |  |  |  | SSR 21-22
| Parapet wall | 1 | x | 2 | 23.4 | 0 | 0.75 | 35.1 | Sqm |  |  |  | SSR 21-22
| dummy pillars | 1 | x | 14 | 1.7 | 0 | 0.45 | 10.71 | Sqm |  |  |  | SSR 21-22
| Carridor | 1 | x | 1 | 15.2 | 0 | 0.5 | 7.6 | Sqm |  |  |  | SSR 21-22
|  | 1 | x | 1 | 5.1 | 0 | 0.325 | 1.66 | Sqm |  |  |  | SSR 21-22
|  | 1 | x | 1 | 4.55 | 0 | 0.5 | 2.28 | Sqm |  |  |  | SSR 21-22
| Steps sides | 2 | x | 2 | 0.6 | 0 | 0.15 | 0.36 | Sqm |  |  |  | SSR 21-22
|  | 2 | x | 2 | 0.3 | 0 | 0.15 | 0.18 | Sqm |  |  |  | SSR 21-22
SSR 21-22
[9 empty] | Sqm | 380.06 | SSR 21-22 | 0 | SSR 21-22
20 | Plastering to brick masonary wall with 20mm thick double coat in CM (1:6) 16 mm thick base coat and CM (1:4) of 4mm thick top coat with dubara sponge finish including c/c of all materials including all operational, incidental and labour charges such as mixing cement mortar and curing etc complete for finished item of work (APSS 901, 903 & 904) | [11 empty] | SSR 22-23
| Qty.p.77 of M.B.No.790/A/ZP/19 |  | 09.10.2023 | [9 empty] | SSR 22-23
| North side wall | 1 | x | 1 | 13.6 | 0 | 3.3 | 44.88 | Sqm |  |  |  | SSR 22-23
| Deduct door | 1 | x | 1 | 1.07 | 0 | 2.1 | -2.25 | Sqm |  |  |  | SSR 22-23
| Deduct windows | 1 | x | 2 | 1.2 | 0 | 1.2 | -2.88 | Sqm |  |  |  | SSR 22-23
| Deduct ventilators | 1 | x | 4 | 0.6 | 0 | 0.3 | -0.72 | Sqm |  |  |  | SSR 22-23
| South side wall | 1 | x | 1 | 13.6 | 0 | 4.2 | 57.12 | Sqm |  |  |  | SSR 22-23
| Deduct windows | 1 | x | 3 | 1.2 | 0 | 1.2 | -4.32 | Sqm |  |  |  | SSR 22-23
| Deduct ventilators | 1 | x | 6 | 0.6 | 0 | 0.3 | -1.08 | Sqm |  |  |  | SSR 22-23
| Deduct kitchen door | 1 | x | 1 | 0.8 | 0 | 2.1 | -1.68 | Sqm |  |  |  | SSR 22-23
| East side wall | 1 | x | 1 | 6.4 | 0 | 3.3 | 21.12 | Sqm |  |  |  | SSR 22-23
| Deduct windows | 1 | x | 1 | 1.2 | 0 | 1.2 | -1.44 | Sqm |  |  |  | SSR 22-23
| Deduct ventilators | 1 | x | 1 | 0.6 | 0 | 0.3 | -0.18 | Sqm |  |  |  | SSR 22-23
| Slab projection | 1 | x | 1 | 2.94 | 0.3 | 0 | 0.88 | Sqm |  |  |  | SSR 22-23
| West side | 1 | x | 1 | 6.4 | 0 | 3.3 | 21.12 | Sqm |  |  |  | SSR 22-23
| Deduct windows | 1 | x | 2 | 1.2 | 0 | 1.2 | -2.88 | Sqm |  |  |  | SSR 22-23
| Deduct ventilators | 1 | x | 3 | 0.6 | 0 | 0.3 | -0.54 | Sqm |  |  |  | SSR 22-23
| Deduct door | 1 | x | 1 | 1.07 | 0 | 2.1 | -2.25 | Sqm |  |  |  | SSR 22-23
| Parapet wall | 1 | x | 2 | 38.95 | 0 | 0.75 | 58.43 | Sqm |  |  |  | SSR 22-23
| Top | 1 | x | 1 | 38.95 | 0.115 | 0 | 4.48 | Sqm |  |  |  | SSR 22-23
SSR 22-23
[9 empty] | Sqm | 404.02 | SSR 22-23 | 0 | SSR 22-23
22 | Plain Cement Concrete M25 Nominal mix (Cement: Sand: Metal) corresponding Table 9 of IS 456 using 20mm size graded machine crushed hard granite metal from approved quarry including c/c of all materials like Cement, Sand, coarse aggregate, water etc to site, all marerials including labour charges such as machine mixing, laying concrete, curing etc complete but excluding cost of steel and its fabrication charges for finished item of work for Steps | [11 empty] | SSR 19-20
| Qty.p.11 of M.B.No.790/A/ZP/19 |  | 02.06.2023 | [9 empty] | SSR 19-20
| Godown flooring | 1 | x | 1 | 8.65 | 3.2 | 0.075 | 2.08 | Cum |  |  |  | SSR 19-20
SSR 19-20
[9 empty] | Cum | 4946.17 | SSR 19-20 | 0 | SSR 19-20
20 | Plain Cement Concrete M30 Nominal mix (Cement: Sand: Metal) corresponding Table 9 of IS 456 using 20mm size graded machine crushed hard granite metal from approved quarry including c/c of all materials like Cement, Sand, coarse aggregate, water etc to site, all marerials including labour charges such as machine mixing, laying concrete, curing etc complete but excluding cost of steel and its fabrication charges for finished item of work for Steps | [11 empty] | SSR 20-21
| Qty.p.77 of M.B.No.790/A/ZP/19 | [11 empty] | SSR 20-21
| 1st landing step | 10 | x | 0.5 | 1.2 | 0.17 | 0.12 | 0.12 | Cum |  |  |  | SSR 20-21
|  | 1 | x | 1 | 1.2 | 0.37 | 0.12 | 0.05 | Cum |  |  |  | SSR 20-21
| 2nd landing step | 11 | x | 0.5 | 1.2 | 0.17 | 0.12 | 0.13 | Cum |  |  |  | SSR 20-21
SSR 20-21
[9 empty] | Cum | 5115.52 | SSR 20-21 | 0 | SSR 20-21
20 | Plain Cement Concrete M30 Nominal mix (Cement: Sand: Metal) corresponding Table 9 of IS 456 using 20mm size graded machine crushed hard granite metal from approved quarry including c/c of all materials like Cement, Sand, coarse aggregate, water etc to site, all marerials including labour charges such as machine mixing, laying concrete, curing etc complete but excluding cost of steel and its fabrication charges for finished item of work for Steps | [11 empty] | SSR 21-22
| Qty.p.77 of M.B.No.790/A/ZP/19 | [11 empty] | SSR 21-22
| 1st landing step | 10 | x | 0.5 | 1.2 | 0.17 | 0.12 | 0.12 | Cum |  |  |  | SSR 21-22
|  | 1 | x | 1 | 1.2 | 0.37 | 0.12 | 0.05 | Cum |  |  |  | SSR 21-22
| 2nd landing step | 11 | x | 0.5 | 1.2 | 0.17 | 0.12 | 0.13 | Cum |  |  |  | SSR 21-22
SSR 21-22
[9 empty] | Cum | 5349.07 | SSR 21-22 | 0 | SSR 21-22
20 | Plain Cement Concrete M25 Nominal mix (Cement: Sand: Metal) corresponding Table 9 of IS 456 using 20mm size graded machine crushed hard granite metal from approved quarry including c/c of all materials like Cement, Sand, coarse aggregate, water etc to site, all marerials including labour charges such as machine mixing, laying concrete, curing etc complete but excluding cost of steel and its fabrication charges for finished item of work for Steps | [11 empty] | SSR 22-23
| Qty.p.11 of M.B.No.790/A/ZP/19 | [11 empty] | SSR 22-23
|  | 1 | x | 1 | 8.65 | 3.2 | 0.075 | 2.08 | Cum |  |  |  | SSR 22-23
SSR 22-23
[9 empty] | Cum | 5601.67 | SSR 22-23 | 0 | SSR 22-23
25 | Flooring with Porcelain Vitrified tiles stain free double charged of 1st quality and of size not less than 600X600X8mm thickness glossy finish premium colours, set over base coat of CM (1:8), 12mm thick over already laid CC bed / RCC Roof slab, including neat Cement slurry of honey like consistency spread @ 3.30 Kgs per Sqm & jointed with neat white Cement paste to full depth mixed with pigment of matching shade including c/c of all materials like Cement, Sand and Water and tiles etc complete including labour charges etc complete for finished item of work | [11 empty] | SSR 19-20
| Qty.p.35 of M.B.No.103/A/ZP/22 | [11 empty] | SSR 19-20
|  | 1 | x | 1 | 2.85 | 2.75 | 0 | 7.84 | Sqm |  |  |  | SSR 19-20
|  | 1 | x | 2 | 0.6 | 0.115 | 0 | -0.14 | Sqm |  |  |  | SSR 19-20
|  | 1 | x | 1 | 2.25 | 2.76 | 0 | 6.21 | Sqm |  |  |  | SSR 19-20
|  | 1 | x | 1 | 2.75 | 2.76 | 0 | 7.59 | Sqm |  |  |  | SSR 19-20
|  | 1 | x | 1 | 1.68 | 2.75 | 0 | 4.62 | Sqm |  |  |  | SSR 19-20
|  | 1 | x | 3 | 0.5 | 0.115 | 0 | -0.17 | Sqm |  |  |  | SSR 19-20
|  | 1 | x | 1 | 6.75 | 2.99 | 0 | 20.18 | Sqm |  |  |  | SSR 19-20
|  | 1 | x | 1 | 6.15 | 2.99 | 0 | 18.39 | Sqm |  |  |  | SSR 19-20
|  | 1 | x | 1 | 1.31 | 1.15 | 0 | 1.51 | Sqm |  |  |  | SSR 19-20
|  | 1 | x | 1 | 1.45 | 0.8 | 0 | 1.16 | Sqm |  |  |  | SSR 19-20
|  | 1 | x | 1 | 1.6 | 0.6 | 0 | 0.96 | Sqm |  |  |  | SSR 19-20
|  | 1 | x | 1 | 2.75 | 0.5 | 0 | 1.38 | Sqm |  |  |  | SSR 19-20
SSR 19-20
[9 empty] | Sqm | 991.04 | SSR 19-20 | 0 | SSR 19-20
21 | Flooring with Porcelain Vitrified tiles stain free double charged of 1st quality and of size not less than 600X600X8mm thickness glossy finish premium colours, set over base coat of CM (1:8), 12mm thick over already laid CC bed / RCC Roof slab, including neat Cement slurry of honey like consistency spread @ 3.30 Kgs per Sqm & jointed with neat white Cement paste to full depth mixed with pigment of matching shade including c/c of all materials like Cement, Sand and Water and tiles etc complete including labour charges etc complete for finished item of work | [11 empty] | SSR 20-21
| Qty.p.70 & 71 of M.B.No.790/A/ZP/19 |  | 10.04.2021 | [9 empty] | SSR 20-21
| Lobby room | 1 | x | 1 | 6.75 | 2.9 | 0 | 19.58 | Sqm |  |  |  | SSR 20-21
| Examination room | 1 | x | 1 | 2.8 | 2.7 | 0 | 7.56 | Sqm |  |  |  | SSR 20-21
| Lab and store room | 1 | x | 1 | 2.2 | 2.7 | 0 | 5.94 | Sqm |  |  |  | SSR 20-21
| Tiolet front carridor | 1 | x | 1 | 1.3 | 1.05 | 0 | 1.37 | Sqm |  |  |  | SSR 20-21
| Living room | 1 | x | 1 | 6.05 | 2.85 | 0 | 17.24 | Sqm |  |  |  | SSR 20-21
| Bed room | 1 | x | 1 | 2.7 | 2.6 | 0 | 7.02 | Sqm |  |  |  | SSR 20-21
| Kitchen | 1 | x | 1 | 1.7 | 2.7 | 0 | 4.59 | Sqm |  |  |  | SSR 20-21
| Wash basin room | 1 | x | 1 | 0.9 | 1.05 | 0 | 0.95 | Sqm |  |  |  | SSR 20-21
SSR 20-21
[9 empty] | Sqm | 1019.43 | SSR 20-21 | 0 | SSR 20-21
25 | Flooring with Porcelain Vitrified tiles stain free double charged of 1st quality and of size not less than 600X600X8mm thickness glossy finish premium colours, set over base coat of CM (1:8), 12mm thick over already laid CC bed / RCC Roof slab, including neat Cement slurry of honey like consistency spread @ 3.30 Kgs per Sqm & jointed with neat white Cement paste to full depth mixed with pigment of matching shade including c/c of all materials like Cement, Sand and Water and tiles etc complete including labour charges etc complete for finished item of work | [11 empty] | SSR 21-22
| Qty.p.41 of M.B.No.790/A/ZP/19 | [11 empty] | SSR 21-22
| Hall | 1 | x | 1 | 8.45 | 4.92 | 0 | 41.57 | Sqm |  |  |  | SSR 21-22
| Aqua room | 1 | x | 1 | 3.31 | 2.8 | 0 | 9.27 | Sqm |  |  |  | SSR 21-22
|  | 1 | x | 1 | 0.25 | 0.15 | 0 | -0.04 | Sqm |  |  |  | SSR 21-22
SSR 21-22
[9 empty] | Sqm | 1041.26 | SSR 21-22 | 0 | SSR 21-22
22 | Flooring with Porcelain Vitrified tiles stain free double charged of 1st quality and of size not less than 600X600X8mm thickness glossy finish premium colours, set over base coat of CM (1:8), 12mm thick over already laid CC bed / RCC Roof slab, including neat Cement slurry of honey like consistency spread @ 3.30 Kgs per Sqm & jointed with neat white Cement paste to full depth mixed with pigment of matching shade including c/c of all materials like Cement, Sand and Water and tiles etc complete including labour charges etc complete for finished item of work | [11 empty] | SSR 22-23
| Qty.p.33 to 35 of M.B.No.103/A/ZP/22 |  | 06.10.2023 | [9 empty] | SSR 22-23
| Examination room | 1 | x | 1 | 2.85 | 2.75 | 0 | 7.84 | Sqm |  |  |  | SSR 22-23
| Deduct platform walls | 1 | x | 2 | 0.6 | 0.115 | 0 | -0.14 | Sqm |  |  |  | SSR 22-23
| Lab and store room | 1 | x | 1 | 2.25 | 2.76 | 0 | 6.21 | Sqm |  |  |  | SSR 22-23
| Bed room | 1 | x | 1 | 2.75 | 2.76 | 0 | 7.59 | Sqm |  |  |  | SSR 22-23
| Kitchen | 1 | x | 1 | 1.68 | 2.75 | 0 | 4.62 | Sqm |  |  |  | SSR 22-23
| Deduct platform walls | 1 | x | 3 | 0.5 | 0.115 | 0 | -0.17 | Sqm |  |  |  | SSR 22-23
| clinic and lobby | 1 | x | 1 | 6.75 | 2.99 | 0 | 20.18 | Sqm |  |  |  | SSR 22-23
| Living room | 1 | x | 1 | 6.15 | 2.99 | 0 | 18.39 | Sqm |  |  |  | SSR 22-23
| Tiolet gap | 1 | x | 1 | 1.31 | 1.15 | 0 | 1.51 | Sqm |  |  |  | SSR 22-23
|  | 1 | x | 1 | 1.45 | 0.8 | 0 | 1.16 | Sqm |  |  |  | SSR 22-23
| Over platform E.Room | 1 | x | 1 | 1.6 | 0.6 | 0 | 0.96 | Sqm |  |  |  | SSR 22-23
| Kitchen | 1 | x | 1 | 2.75 | 0.5 | 0 | 1.38 | Sqm |  |  |  | SSR 22-23
SSR 22-23
[9 empty] | Sqm | 1067.36 | SSR 22-23 | 0 | SSR 22-23
26 | Providing Skirting to internal walls to 15cm height / risers of steps with Porcelain Vitrified tiles length equal to flooring stones, set over base coat of CM (1:5) 12mm thick with Cement slurry of honey like consistency spread @ 3.30 Kgs per Sqm & jointed with white Cement paste mixed with pigment of matching shade to full depth, including c/c of materials like Cement, Sand and Water and tiles etc complete for finished item of work | [11 empty] | SSR 19-20
| Qty.p.37 of M.B.No.103/A/ZP/22 | [11 empty] | SSR 19-20
|  | 1 | x | 1 | 11.06 | 0 | 0.1 | 1.11 | Sqm |  |  |  | SSR 19-20
|  | 1 | x | 1 | 10 | 0 | 0.1 | 1 | Sqm |  |  |  | SSR 19-20
|  | 1 | x | 1 | 11.02 | 0 | 0.1 | 1.1 | Sqm |  |  |  | SSR 19-20
|  | 1 | x | 1 | 8.86 | 0 | 0.1 | 0.89 | Sqm |  |  |  | SSR 19-20
|  | 1 | x | 1 | 19.48 | 0 | 0.1 | 1.95 | Sqm |  |  |  | SSR 19-20
|  | 1 | x | 1 | 18.28 | 0 | 0.1 | 1.83 | Sqm |  |  |  | SSR 19-20
|  | 2 | x | 2 | 0.6 | 0 | 0.1 | 0.24 | Sqm |  |  |  | SSR 19-20
|  | 1 | x | 2 | 0.5 | 0 | 0.1 | 0.1 | Sqm |  |  |  | SSR 19-20
|  | 1 | x | 2 | 0.5 | 0 | 0.1 | 0.1 | Sqm |  |  |  | SSR 19-20
|  | 1 | x | 2 | 0.58 | 0 | 0.1 | 0.12 | Sqm |  |  |  | SSR 19-20
|  | 1 | x | 1 | 1.15 | 0 | 0.1 | 0.12 | Sqm |  |  |  | SSR 19-20
|  | 1 | x | 2 | 0.8 | 0 | 0.1 | 0.16 | Sqm |  |  |  | SSR 19-20
|  | 1 | x | 1 | 1.2 | 0 | 0.1 | -0.12 | Sqm |  |  |  | SSR 19-20
|  | 1 | x | 2 | 0.9 | 0 | 0.1 | -0.18 | Sqm |  |  |  | SSR 19-20
|  | 2 | x | 2 | 0.9 | 0 | 0.1 | -0.36 | Sqm |  |  |  | SSR 19-20
|  | 1 | x | 1 | 0.78 | 0 | 0.1 | -0.08 | Sqm |  |  |  | SSR 19-20
|  | 1 | x | 1 | 0.9 | 0 | 0.1 | -0.09 | Sqm |  |  |  | SSR 19-20
SSR 19-20
[9 empty] | Sqm | 986.97 | SSR 19-20 | 0 | SSR 19-20
22 | Providing Skirting to internal walls to 15cm height / risers of steps with Porcelain Vitrified tiles length equal to flooring stones, set over base coat of CM (1:5) 12mm thick with Cement slurry of honey like consistency spread @ 3.30 Kgs per Sqm & jointed with white Cement paste mixed with pigment of matching shade to full depth, including c/c of materials like Cement, Sand and Water and tiles etc complete for finished item of work | [11 empty] | SSR 20-21
| Qty.p.71 to 74 of M.B.No.790/A/ZP/19 |  | 10.04.2021 | [9 empty] | SSR 20-21
| Lobby room | 1 | x | 1 | 19.3 | 0 | 0.1 | 1.93 | Sqm |  |  |  | SSR 20-21
| Deduct door | 1 | x | 1 | 1.2 | 0 | 0.1 | -0.12 | Sqm |  |  |  | SSR 20-21
| Deduct door | 1 | x | 1 | 0.9 | 0 | 0.1 | -0.09 | Sqm |  |  |  | SSR 20-21
| deduct opening | 1 | x | 1 | 1.3 | 0 | 0.1 | -0.13 | Sqm |  |  |  | SSR 20-21
| Examination room | 1 | x | 1 | 11 | 0 | 0.1 | 1.1 | Sqm |  |  |  | SSR 20-21
| Deduct door | 1 | x | 1 | 0.9 | 0 | 0.1 | -0.09 | Sqm |  |  |  | SSR 20-21
| Tiolet front carridor | 1 | x | 1 | 3.4 | 0 | 0.1 | 0.34 | Sqm |  |  |  | SSR 20-21
| Deduct door | 1 | x | 1 | 0.9 | 0 | 0.1 | -0.09 | Sqm |  |  |  | SSR 20-21
| Lab and store room | 1 | x | 1 | 9.8 | 0 | 0.1 | 0.98 | Sqm |  |  |  | SSR 20-21
| Deduct door | 1 | x | 1 | 0.9 | 0 | 0.1 | -0.09 | Sqm |  |  |  | SSR 20-21
| Living room | 1 | x | 1 | 17.8 | 0 | 0.1 | 1.78 | Sqm |  |  |  | SSR 20-21
| Deduct door | 1 | x | 1 | 1 | 0 | 0.1 | -0.1 | Sqm |  |  |  | SSR 20-21
| Deduct door | 1 | x | 1 | 0.9 | 0 | 0.1 | -0.09 | Sqm |  |  |  | SSR 20-21
| Deduct door | 1 | x | 1 | 0.75 | 0 | 0.1 | -0.08 | Sqm |  |  |  | SSR 20-21
| Deduct opening | 1 | x | 1 | 1.05 | 0 | 0.1 | -0.11 | Sqm |  |  |  | SSR 20-21
| Bed room | 1 | x | 1 | 10.6 | 0 | 0.1 | 1.06 | Sqm |  |  |  | SSR 20-21
| Deduct door | 1 | x | 1 | 0.9 | 0 | 0.1 | -0.09 | Sqm |  |  |  | SSR 20-21
| Wash basin room | 1 | x | 1 | 2.85 | 0 | 0.1 | 0.29 | Sqm |  |  |  | SSR 20-21
| Kitchen room | 1 | x | 1 | 8.8 | 0 | 0.1 | 0.88 | Sqm |  |  |  | SSR 20-21
| Deduct door | 1 | x | 1 | 0.9 | 0 | 0.1 | -0.09 | Sqm |  |  |  | SSR 20-21
| Deduct door | 1 | x | 1 | 0.75 | 0 | 0.1 | -0.08 | Sqm |  |  |  | SSR 20-21
SSR 20-21
[9 empty] | Sqm | 1015.1 | SSR 20-21 | 0 | SSR 20-21
26 | Providing Skirting to internal walls to 15cm height / risers of steps with Porcelain Vitrified tiles length equal to flooring stones, set over base coat of CM (1:5) 12mm thick with Cement slurry of honey like consistency spread @ 3.30 Kgs per Sqm & jointed with white Cement paste mixed with pigment of matching shade to full depth, including c/c of materials like Cement, Sand and Water and tiles etc complete for finished item of work | [11 empty] | SSR 21-22
| Qty.p.43 of M.B.No.790/A/ZP/19 | [11 empty] | SSR 21-22
| Hall | 1 | x | 1 | 20.7 | 0 | 0.1 | 2.07 | Sqm |  |  |  | SSR 21-22
| Staircase sides | 1 | x | 1 | 10.52 | 0 | 0.1 | 1.05 | Sqm |  |  |  | SSR 21-22
| Verandah | 1 | x | 1 | 7.6 | 0 | 0.1 | 0.76 | Sqm |  |  |  | SSR 21-22
SSR 21-22
[9 empty] | Sqm | 1036.32 | SSR 21-22 | 0 | SSR 21-22
23 | Providing Skirting to internal walls to 15cm height / risers of steps with Porcelain Vitrified tiles length equal to flooring stones, set over base coat of CM (1:5) 12mm thick with Cement slurry of honey like consistency spread @ 3.30 Kgs per Sqm & jointed with white Cement paste mixed with pigment of matching shade to full depth, including c/c of materials like Cement, Sand and Water and tiles etc complete for finished item of work | [11 empty] | SSR 22-23
| Qty.p.35 to 37 of M.B.No.103/A/ZP/22 |  | 06.10.2023 | [9 empty] | SSR 22-23
| Examination room | 1 | x | 1 | 11.06 | 0 | 0.1 | 1.11 | Sqm |  |  |  | SSR 22-23
| Lab and store room | 1 | x | 1 | 10 | 0 | 0.1 | 1 | Sqm |  |  |  | SSR 22-23
| Bed room | 1 | x | 1 | 11.02 | 0 | 0.1 | 1.1 | Sqm |  |  |  | SSR 22-23
| Kitchen | 1 | x | 1 | 8.86 | 0 | 0.1 | 0.89 | Sqm |  |  |  | SSR 22-23
| clinic and lobby | 1 | x | 1 | 19.48 | 0 | 0.1 | 1.95 | Sqm |  |  |  | SSR 22-23
| Living room | 1 | x | 1 | 18.28 | 0 | 0.1 | 1.83 | Sqm |  |  |  | SSR 22-23
| Platform walls | 2 | x | 2 | 0.6 | 0 | 0.1 | 0.24 | Sqm |  |  |  | SSR 22-23
|  | 1 | x | 2 | 0.5 | 0 | 0.1 | 0.1 | Sqm |  |  |  | SSR 22-23
|  | 1 | x | 2 | 0.5 | 0 | 0.1 | 0.1 | Sqm |  |  |  | SSR 22-23
| Laboratory room E.Wall | 1 | x | 2 | 0.58 | 0 | 0.1 | 0.12 | Sqm |  |  |  | SSR 22-23
| Infront of tiolet front | 1 | x | 1 | 1.15 | 0 | 0.1 | 0.12 | Sqm |  |  |  | SSR 22-23
|  | 1 | x | 2 | 0.8 | 0 | 0.1 | 0.16 | Sqm |  |  |  | SSR 22-23
| Deduct door | 1 | x | 1 | 1.2 | 0 | 0.1 | -0.12 | Sqm |  |  |  | SSR 22-23
| Deduct door | 1 | x | 2 | 0.9 | 0 | 0.1 | -0.18 | Sqm |  |  |  | SSR 22-23
| Deduct door | 2 | x | 2 | 0.9 | 0 | 0.1 | -0.36 | Sqm |  |  |  | SSR 22-23
| Deduct door | 1 | x | 1 | 0.78 | 0 | 0.1 | -0.08 | Sqm |  |  |  | SSR 22-23
| Deduct door | 1 | x | 1 | 0.9 | 0 | 0.1 | -0.09 | Sqm |  |  |  | SSR 22-23
SSR 22-23
[9 empty] | Sqm | 1062.03 | SSR 22-23 | 0 | SSR 22-23
21 | Flooring with high polished granite 16 to 18 mm mm thick slabs other than black set over base coat of cement mortar (1:8), 20 mm thick over CC bed already laid or RCC roof slab, including neat cement slurry of honey like consistency spread @ 3.3.kgs per sqm & jointed neatly with white cement paste mixed with pigment of matching shade to full depth, including cost of all materials like cement, sand water and tilesetc., complete, including seigniorage charges, labour charges for dressing of tilesetc., complete for finished item of work, but excluding the cost of conveyance of all materials | [11 empty] | SSR 19-20
| Qty.p.12 to 14 of M.B.No.111/A/ZP/22 | [11 empty] | SSR 19-20
| Examination room | 1 | x | 1 | 2.7 | 2.7 | 0 | 7.29 | Sqm |  |  |  | SSR 19-20
| Deduct platform walls | 1 | x | 2 | 0.5 | 0.15 | 0 | -0.15 | Sqm |  |  |  | SSR 19-20
| Lab and store room | 1 | x | 1 | 2.2 | 2.7 | 0 | 5.94 | Sqm |  |  |  | SSR 19-20
| Deduct platform walls | 1 | x | 3 | 0.5 | 0.15 | 0 | -0.23 | Sqm |  |  |  | SSR 19-20
| Bed room | 1 | x | 1 | 2.7 | 2.7 | 0 | 7.29 | Sqm |  |  |  | SSR 19-20
| Kitchen | 1 | x | 1 | 1.6 | 2.7 | 0 | 4.32 | Sqm |  |  |  | SSR 19-20
| Deduct platform walls | 1 | x | 3 | 0.4 | 0.15 | 0 | -0.18 | Sqm |  |  |  | SSR 19-20
| at tiolet | 1 | x | 1 | 1.32 | 1.05 | 0 | 1.39 | Sqm |  |  |  | SSR 19-20
|  | 1 | x | 1 | 1.32 | 1.1 | 0 | 1.45 | Sqm |  |  |  | SSR 19-20
| clinic and lobby | 1 | x | 1 | 6.65 | 2.95 | 0 | 19.62 | Sqm |  |  |  | SSR 19-20
| Living room | 1 | x | 1 | 6.1 | 2.95 | 0 | 18 | Sqm |  |  |  | SSR 19-20
| Verandah | 1 | x | 1 | 3.7 | 1.2 | 0 | 4.44 | Sqm |  |  |  | SSR 19-20
|  | 1 | x | 1 | 12.75 | 1.2 | 0 | 15.3 | Sqm |  |  |  | SSR 19-20
| Medicine center | 1 | x | 1 | 2.65 | 1.2 | 0 | 3.18 | Sqm |  |  |  | SSR 19-20
SSR 19-20
[9 empty] | Sqm | 2828.1 | SSR 19-20 | 0 | SSR 19-20
25 | Flooring with high polished granite 16 to 18 mm mm thick slabs other than black set over base coat of cement mortar (1:8), 20 mm thick over CC bed already laid or RCC roof slab, including neat cement slurry of honey like consistency spread @ 3.3.kgs per sqm & jointed neatly with white cement paste mixed with pigment of matching shade to full depth, including cost of all materials like cement, sand water and tilesetc., complete, including seigniorage charges, labour charges for dressing of tilesetc., complete for finished item of work, but excluding the cost of conveyance of all materials | [11 empty] | SSR 20-21
| Qty.p.19 of M.B.No.113/A/ZP/20 | [11 empty] | SSR 20-21
| Verandah steps | 1 | x | 2 | 1.4 | 0.3 | 0 | 0.84 | Sqm |  |  |  | SSR 20-21
| 1st flight steps | 1 | x | 11 | 1.3 | 0.3 | 0 | 4.29 | Sqm |  |  |  | SSR 20-21
|  | 1 | x | 1 | 1.35 | 0.4 | 0 | 0.54 | Sqm |  |  |  | SSR 20-21
| landing | 1 | x | 1 | 2.93 | 0.85 | 0 | 2.49 | Sqm |  |  |  | SSR 20-21
| 2nd flight steps | 1 | x | 11 | 1.3 | 0.3 | 0 | 4.29 | Sqm |  |  |  | SSR 20-21
|  | 1 | x | 1 | 1.3 | 0.3 | 0 | 0.39 | Sqm |  |  |  | SSR 20-21
SSR 20-21
[9 empty] | Sqm | 2886.61 | SSR 20-21 | 0 | SSR 20-21
27 | Flooring with high polished granite 16 to 18 mm mm thick slabs other than black set over base coat of cement mortar (1:8), 20 mm thick over CC bed already laid or RCC roof slab, including neat cement slurry of honey like consistency spread @ 3.3.kgs per sqm & jointed neatly with white cement paste mixed with pigment of matching shade to full depth, including cost of all materials like cement, sand water and tilesetc., complete, including seigniorage charges, labour charges for dressing of tilesetc., complete for finished item of work, but excluding the cost of conveyance of all materials | [11 empty] | SSR 21-22
| Qty.p.45 of M.B.No.790/A/ZP/19 | [11 empty] | SSR 21-22
| 1st flight steps | 1 | x | 11 | 1.32 | 0.3 | 0 | 4.36 | Sqm |  |  |  | SSR 21-22
|  | 1 | x | 1 | 1.42 | 0.56 | 0 | 0.8 | Sqm |  |  |  | SSR 21-22
| 2nd flight steps | 1 | x | 12 | 1.23 | 0.3 | 0 | 4.43 | Sqm |  |  |  | SSR 21-22
SSR 21-22
[9 empty] | Sqm | 2942.62 | SSR 21-22 | 0 | SSR 21-22
23 | Flooring with high polished granite 16 to 18 mm mm thick slabs other than black set over base coat of cement mortar (1:8), 20 mm thick over CC bed already laid or RCC roof slab, including neat cement slurry of honey like consistency spread @ 3.3.kgs per sqm & jointed neatly with white cement paste mixed with pigment of matching shade to full depth, including cost of all materials like cement, sand water and tilesetc., complete, including seigniorage charges, labour charges for dressing of tilesetc., complete for finished item of work, but excluding the cost of conveyance of all materials | [11 empty] | SSR 22-23
| Qty.p.12 to 14 of M.B.No.111/A/ZP/22 |  | 07.12.2023 | [9 empty] | SSR 22-23
| Examination room | 1 | x | 1 | 2.7 | 2.7 | 0 | 7.29 | Sqm |  |  |  | SSR 22-23
| Deduct platform walls | 1 | x | 2 | 0.5 | 0.15 | 0 | -0.15 | Sqm |  |  |  | SSR 22-23
| Lab and store room | 1 | x | 1 | 2.2 | 2.7 | 0 | 5.94 | Sqm |  |  |  | SSR 22-23
| Deduct platform walls | 1 | x | 3 | 0.5 | 0.15 | 0 | -0.23 | Sqm |  |  |  | SSR 22-23
| Bed room | 1 | x | 1 | 2.7 | 2.7 | 0 | 7.29 | Sqm |  |  |  | SSR 22-23
| Kitchen | 1 | x | 1 | 1.6 | 2.7 | 0 | 4.32 | Sqm |  |  |  | SSR 22-23
| Deduct platform walls | 1 | x | 3 | 0.4 | 0.15 | 0 | -0.18 | Sqm |  |  |  | SSR 22-23
| at tiolet | 1 | x | 1 | 1.32 | 1.05 | 0 | 1.39 | Sqm |  |  |  | SSR 22-23
|  | 1 | x | 1 | 1.32 | 1.1 | 0 | 1.45 | Sqm |  |  |  | SSR 22-23
| clinic and lobby | 1 | x | 1 | 6.65 | 2.95 | 0 | 19.62 | Sqm |  |  |  | SSR 22-23
| Living room | 1 | x | 1 | 6.1 | 2.95 | 0 | 18 | Sqm |  |  |  | SSR 22-23
| Verandah | 1 | x | 1 | 3.7 | 1.2 | 0 | 4.44 | Sqm |  |  |  | SSR 22-23
|  | 1 | x | 1 | 12.75 | 1.2 | 0 | 15.3 | Sqm |  |  |  | SSR 22-23
| Medicine center | 1 | x | 1 | 2.65 | 1.2 | 0 | 3.18 | Sqm |  |  |  | SSR 22-23
SSR 22-23
[8 empty] | 87.66 | Sqm | 3115.07 | SSR 22-23 | 273067 | SSR 22-23
22 | Providing skirting to internal walls to 15 cm height/risers of steps with 16-18 mm thick polished granite stone length equal to flooring stones, set over base coat of CM (1:3) 12 mm thick with cement slurry of honey like consistency spread at the rate of 3.30 kgs per sqm and jointed with white cement paste mixed with pigment of matching shade to full depth, including cost of all materials like tiles, cement, sand and water etc., complete including seigniorage charges, etc., complete for finished item of work | [11 empty] | SSR 19-20
| Qty.p.14 to 16 of M.B.No.111/A/ZP/22 | [11 empty] | SSR 19-20
| Examination room | 1 | x | 1 | 10.8 | 0 | 0.1 | 1.08 | Sqm |  |  |  | SSR 19-20
| Lab and store room | 1 | x | 1 | 9.8 | 0 | 0.1 | 0.98 | Sqm |  |  |  | SSR 19-20
| Bed room | 1 | x | 1 | 10.8 | 0 | 0.1 | 1.08 | Sqm |  |  |  | SSR 19-20
| Kitchen | 1 | x | 1 | 8.6 | 0 | 0.1 | 0.86 | Sqm |  |  |  | SSR 19-20
| Clinic room | 1 | x | 1 | 19.2 | 0 | 0.1 | 1.92 | Sqm |  |  |  | SSR 19-20
| Living room | 1 | x | 1 | 18.1 | 0 | 0.1 | 1.81 | Sqm |  |  |  | SSR 19-20
| for platform | 1 | x | 2 | 0.6 | 0 | 0.1 | 0.12 | Sqm |  |  |  | SSR 19-20
|  | 1 | x | 2 | 0.5 | 0 | 0.1 | 0.1 | Sqm |  |  |  | SSR 19-20
|  | 1 | x | 3 | 0.35 | 0 | 0.1 | 0.11 | Sqm |  |  |  | SSR 19-20
| Deduct door | 1 | x | 2 | 1.2 | 0 | 0.1 | -0.24 | Sqm |  |  |  | SSR 19-20
| Deduct door | 2 | x | 2 | 1.05 | 0 | 0.1 | -0.42 | Sqm |  |  |  | SSR 19-20
| Deduct door | 1 | x | 1 | 1.05 | 0 | 0.1 | -0.11 | Sqm |  |  |  | SSR 19-20
| Deduct door | 1 | x | 2 | 1 | 0 | 0.1 | -0.2 | Sqm |  |  |  | SSR 19-20
| Deduct door | 2 | x | 2 | 0.9 | 0 | 0.1 | -0.36 | Sqm |  |  |  | SSR 19-20
SSR 19-20
[9 empty] | Sqm | 2667.63 | SSR 19-20 | 0 | SSR 19-20
27 | Providing skirting to internal walls to 15 cm height/risers of steps with 16-18 mm thick polished granite tiles length equal to flooring stones, set over base coat of CM (1:3) 12 mm thick with cement slurry of honey like consistency spread at the rate of 3.30 kgs per sqm and jointed with white cement paste mixed with pigment of matching shade to full depth, including cost of all materials like tiles, cement, sand and water etc., complete including seigniorage charges, etc., complete for finished item of work | [11 empty] | SSR 20-21
| Qty.p.46 of M.B.No.108/A/ZP/20 | [11 empty] | SSR 20-21
| GF 1st flight raisers | 1 | x | 11 | 1.32 | 0.15 | 0 | 2.18 | Sqm |  |  |  | SSR 20-21
| 2nd flight raisers | 1 | x | 12 | 1.23 | 0.15 | 0 | 2.21 | Sqm |  |  |  | SSR 20-21
| Qty.p.47 of M.B.No.108/A/ZP/20 | [11 empty] | SSR 20-21
| 1st flight sides | 1 | x | 11 | 0.4 | 0 | 0.14 | 0.62 | Sqm |  |  |  | SSR 20-21
|  | 1 | x | 1 | 0.5 | 0 | 0.14 | 0.07 | Sqm |  |  |  | SSR 20-21
| 2nd flight | 1 | x | 1 | 4.65 | 0 | 0.14 | 0.65 | Sqm |  |  |  | SSR 20-21
|  | 1 | x | 12 | 0.4 | 0 | 0.14 | 0.67 | Sqm |  |  |  | SSR 20-21
SSR 20-21
[9 empty] | Sqm | 2708.07 | SSR 20-21 | 0 | SSR 20-21
28 | Providing skirting to internal walls to 15 cm height/risers of steps with 16-18 mm thick polished granite tiles length equal to flooring stones, set over base coat of CM (1:3) 12 mm thick with cement slurry of honey like consistency spread at the rate of 3.30 kgs per sqm and jointed with white cement paste mixed with pigment of matching shade to full depth, including cost of all materials like tiles, cement, sand and water etc., complete including seigniorage charges, etc., complete for finished item of work | [11 empty] | SSR 21-22
| Qty.p.46 of M.B.No.790/A/ZP/19 | [11 empty] | SSR 21-22
| GF 1st flight raisers | 1 | x | 11 | 1.32 | 0.15 | 0 | 2.18 | Sqm |  |  |  | SSR 21-22
|  | 1 | x | 1 | 0.5 | 0 | 0.14 | 0.07 | Sqm |  |  |  | SSR 21-22
| 2nd flight | 1 | x | 1 | 4.65 | 0 | 0.14 | 0.65 | Sqm |  |  |  | SSR 21-22
|  | 1 | x | 12 | 0.4 | 0 | 0.14 | 0.67 | Sqm |  |  |  | SSR 21-22
SSR 21-22
[9 empty] | Sqm | 2747.34 | SSR 21-22 | 0 | SSR 21-22
24 | Providing skirting to internal walls to 15 cm height/risers of steps with 16-18 mm thick polished granite tiles length equal to flooring stones, set over base coat of CM (1:3) 12 mm thick with cement slurry of honey like consistency spread at the rate of 3.30 kgs per sqm and jointed with white cement paste mixed with pigment of matching shade to full depth, including cost of all materials like tiles, cement, sand and water etc., complete including seigniorage charges, etc., complete for finished item of work | [11 empty] | SSR 22-23
| Qty.p.14 to 16 of M.B.No.111/A/ZP/22 |  | 07.12.2023 | [9 empty] | SSR 22-23
| Examination room | 1 | x | 1 | 10.8 | 0 | 0.1 | 1.08 | Sqm |  |  |  | SSR 22-23
| Lab and store room | 1 | x | 1 | 9.8 | 0 | 0.1 | 0.98 | Sqm |  |  |  | SSR 22-23
| Bed room | 1 | x | 1 | 10.8 | 0 | 0.1 | 1.08 | Sqm |  |  |  | SSR 22-23
| Kitchen | 1 | x | 1 | 8.6 | 0 | 0.1 | 0.86 | Sqm |  |  |  | SSR 22-23
| Clinic room | 1 | x | 1 | 19.2 | 0 | 0.1 | 1.92 | Sqm |  |  |  | SSR 22-23
| Living room | 1 | x | 1 | 18.1 | 0 | 0.1 | 1.81 | Sqm |  |  |  | SSR 22-23
| for platform | 1 | x | 2 | 0.6 | 0 | 0.1 | 0.12 | Sqm |  |  |  | SSR 22-23
|  | 1 | x | 2 | 0.5 | 0 | 0.1 | 0.1 | Sqm |  |  |  | SSR 22-23
|  | 1 | x | 3 | 0.35 | 0 | 0.1 | 0.11 | Sqm |  |  |  | SSR 22-23
| Deduct door | 1 | x | 2 | 1.2 | 0 | 0.1 | -0.24 | Sqm |  |  |  | SSR 22-23
| Deduct door | 2 | x | 2 | 1.05 | 0 | 0.1 | -0.42 | Sqm |  |  |  | SSR 22-23
| Deduct door | 1 | x | 1 | 1.05 | 0 | 0.1 | -0.11 | Sqm |  |  |  | SSR 22-23
| Deduct door | 1 | x | 2 | 1 | 0 | 0.1 | -0.2 | Sqm |  |  |  | SSR 22-23
| Deduct door | 2 | x | 2 | 0.9 | 0 | 0.1 | -0.36 | Sqm |  |  |  | SSR 22-23
SSR 22-23
[8 empty] | 6.73 | Sqm | 2905.43 | SSR 22-23 | 19554 | SSR 22-23
26 | Flooring with chequrred terrazzo tiles of 22 mm thick (medium shade) set over base coat of cement mortar (1:6) 12 mm thick over CC bed already laid or RCC roof slab, including near cement slurry of honey like consistency spread @ 3.3.kgs per sqm & jointed with neat cement to full depth mixed with pigment of matching shade including cost of all materials like cement, sand water and tiles etc., complete, including seigniorage charges, complete for finished item of work, | [11 empty] | SSR 19-20
|  | 1 | x | 1 | 2.65 | 0.53 | 0 | 1.4 | Sqm |  |  |  | SSR 19-20
|  | 1 | x | 1 | 2.65 | 0.9 | 0 | 2.39 | Sqm |  |  |  | SSR 19-20
| Steps godown | 1 | x | 4 | 2.5 | 0.38 | 0 | 3.8 | Sqm |  |  |  | SSR 19-20
| Staircase steps | 1 | x | 21 | 1.28 | 0.3 | 0 | 8.06 | Sqm |  |  |  | SSR 19-20
SSR 19-20
[9 empty] | Sqm | 605.58 | SSR 19-20 | 0 | SSR 19-20
23 | Flooring with chequrred terrazzo tiles of 22 mm thick (medium shade) set over base coat of cement mortar (1:6) 12 mm thick over CC bed already laid or RCC roof slab, including near cement slurry of honey like consistency spread @ 3.3.kgs per sqm & jointed with neat cement to full depth mixed with pigment of matching shade including cost of all materials like cement, sand water and tiles etc., complete, including seigniorage charges, complete for finished item of work, | [11 empty] | SSR 20-21
| Qty.p.81 & 82 of M.B.No.790/A/ZP/19 |  | 20.06.2021 | [9 empty] | SSR 20-21
| Verandah flooring | 1 | x | 1 | 3.3 | 1.2 | 0 | 3.96 | Sqm |  |  |  | SSR 20-21
|  | 1 | x | 1 | 9.6 | 1.2 | 0 | 11.52 | Sqm |  |  |  | SSR 20-21
| Ramp flooring | 1 | x | 1 | 4 | 1.2 | 0 | 4.8 | Sqm |  |  |  | SSR 20-21
| Living room steps treads | 1 | x | 3 | 1.15 | 0.3 | 0 | 1.04 | Sqm |  |  |  | SSR 20-21
| Kitchen steps treads | 1 | x | 5 | 1.05 | 0.3 | 0 | 1.58 | Sqm |  |  |  | SSR 20-21
SSR 20-21
[9 empty] | Sqm | 646.33 | SSR 20-21 | 0 | SSR 20-21
26 | Flooring with chequrred terrazzo tiles of 22 mm thick (medium shade) set over base coat of cement mortar (1:6) 12 mm thick over CC bed already laid or RCC roof slab, including near cement slurry of honey like consistency spread @ 3.3.kgs per sqm & jointed with neat cement to full depth mixed with pigment of matching shade including cost of all materials like cement, sand water and tiles etc., complete, including seigniorage charges, complete for finished item of work, | [11 empty] | SSR 21-22
|  | 1 | x | 1 | 2.65 | 0.53 | 0 | 1.4 | Sqm |  |  |  | SSR 21-22
|  | 1 | x | 1 | 2.65 | 0.9 | 0 | 2.39 | Sqm |  |  |  | SSR 21-22
| Steps godown | 1 | x | 4 | 2.5 | 0.38 | 0 | 3.8 | Sqm |  |  |  | SSR 21-22
| Staircase steps | 1 | x | 21 | 1.28 | 0.3 | 0 | 8.06 | Sqm |  |  |  | SSR 21-22
SSR 21-22
[9 empty] | Sqm | 653.95 | SSR 21-22 | 0 | SSR 21-22
26 | Flooring with chequrred terrazzo tiles of 22 mm thick (medium shade) set over base coat of cement mortar (1:6) 12 mm thick over CC bed already laid or RCC roof slab, including near cement slurry of honey like consistency spread @ 3.3.kgs per sqm & jointed with neat cement to full depth mixed with pigment of matching shade including cost of all materials like cement, sand water and tiles etc., complete, including seigniorage charges, complete for finished item of work, | [11 empty] | SSR 22-23
|  | 1 | x | 1 | 2.65 | 0.53 | 0 | 1.4 | Sqm |  |  |  | SSR 22-23
|  | 1 | x | 1 | 2.65 | 0.9 | 0 | 2.39 | Sqm |  |  |  | SSR 22-23
| Steps godown | 1 | x | 4 | 2.5 | 0.38 | 0 | 3.8 | Sqm |  |  |  | SSR 22-23
| Staircase steps | 1 | x | 21 | 1.28 | 0.3 | 0 | 8.06 | Sqm |  |  |  | SSR 22-23
SSR 22-23
[9 empty] | Sqm | 744.7 | SSR 22-23 | 0 | SSR 22-23
27 | Providing skirting to internal walls to 15 cm height/risers of steps with chequrred terrazzo tiles length equal to flooring stones, set over base coat of CM (1:5) 12 mm thick with cement slurry of honey like consistency spread at the rate of 3.30 kgs per sqm and jointed with white cement paste mixed with pigment of matching shade to full depth, including cost of all materials like tiles, cement, sand and water etc., complete including seigniorage charges, etc., complete for finished item of work, | [11 empty] | SSR 19-20
| Qty.p.14 of M.B.No.790/A/ZP/19 | [11 empty] | SSR 19-20
| Landing | 1 | x | 2 | 5.25 | 0 | 0.1 | 1.05 | Sqm |  |  |  | SSR 19-20
| Staircase steps | 1 | x | 22 | 1.28 | 0 | 0.15 | 4.22 | Sqm |  |  |  | SSR 19-20
| Waiting room | 1 | x | 1 | 10.53 | 0 | 0.1 | 1.05 | Sqm |  |  |  | SSR 19-20
SSR 19-20
[9 empty] | Sqm | 623.67 | SSR 19-20 | 0 | SSR 19-20
24 | Providing skirting to internal walls to 15 cm height/risers of steps with chequrred terrazzo tiles length equal to flooring stones, set over base coat of CM (1:5) 12 mm thick with cement slurry of honey like consistency spread at the rate of 3.30 kgs per sqm and jointed with white cement paste mixed with pigment of matching shade to full depth, including cost of all materials like tiles, cement, sand and water etc., complete including seigniorage charges, etc., complete for finished item of work, | [11 empty] | SSR 20-21
| Qty.p.82 & 83 of M.B.No.790/A/ZP/19 |  | 20.06.2021 | [9 empty] | SSR 20-21
| Verandah | 1 | x | 1 | 15.5 | 0 | 0.1 | 1.55 | Sqm |  |  |  | SSR 20-21
| Living room steps | 1 | x | 4 | 1.15 | 0 | 0.15 | 0.69 | Sqm |  |  |  | SSR 20-21
| Kitchen room steps | 1 | x | 4 | 1.05 | 0 | 0.15 | 0.63 | Sqm |  |  |  | SSR 20-21
SSR 20-21
[9 empty] | Sqm | 651.8 | SSR 20-21 | 0 | SSR 20-21
27 | Providing skirting to internal walls to 15 cm height/risers of steps with chequrred terrazzo tiles length equal to flooring stones, set over base coat of CM (1:5) 12 mm thick with cement slurry of honey like consistency spread at the rate of 3.30 kgs per sqm and jointed with white cement paste mixed with pigment of matching shade to full depth, including cost of all materials like tiles, cement, sand and water etc., complete including seigniorage charges, etc., complete for finished item of work, | [11 empty] | SSR 21-22
| Qty.p.14 of M.B.No.790/A/ZP/19 | [11 empty] | SSR 21-22
| Landing | 1 | x | 2 | 5.25 | 0 | 0.1 | 1.05 | Sqm |  |  |  | SSR 21-22
| Staircase steps | 1 | x | 22 | 1.28 | 0 | 0.15 | 4.22 | Sqm |  |  |  | SSR 21-22
| Waiting room | 1 | x | 1 | 10.53 | 0 | 0.1 | 1.05 | Sqm |  |  |  | SSR 21-22
SSR 21-22
[9 empty] | Sqm | 673.02 | SSR 21-22 | 0 | SSR 21-22
27 | Providing skirting to internal walls to 15 cm height/risers of steps with chequrred terrazzo tiles length equal to flooring stones, set over base coat of CM (1:5) 12 mm thick with cement slurry of honey like consistency spread at the rate of 3.30 kgs per sqm and jointed with white cement paste mixed with pigment of matching shade to full depth, including cost of all materials like tiles, cement, sand and water etc., complete including seigniorage charges, etc., complete for finished item of work, | [11 empty] | SSR 22-23
| Qty.p.14 of M.B.No.790/A/ZP/19 | [11 empty] | SSR 22-23
| Landing | 1 | x | 2 | 5.25 | 0 | 0.1 | 1.05 | Sqm |  |  |  | SSR 22-23
| Staircase steps | 1 | x | 22 | 1.28 | 0 | 0.15 | 4.22 | Sqm |  |  |  | SSR 22-23
| Waiting room | 1 | x | 1 | 10.53 | 0 | 0.1 | 1.05 | Sqm |  |  |  | SSR 22-23
SSR 22-23
[9 empty] | Sqm | 750.18 | SSR 22-23 | 0 | SSR 22-23
26 | Flooring with Ceramic non skid tiles of not less than 7-8mm thick 1st quality laid over floor bed / VRCC slab set over base coat of CM (1:8), 12mm thick and neat grey Cement slurry of honey like consistency spread @ 3.30 Kgs per Sqm & jointed with neat white Cement paste to full depth mixed with pigment of matching shade including c/c of all materials to site including cost of mixing of mortar and watering and levelling to proper slope and curing including all labour charges etc for finished item of work | [11 empty] | SSR 19-20
| Qty.p.16 of M.B.No.111/A/ZP/22 | [11 empty] | SSR 19-20
| for tiolet | 1 | x | 1 | 1.45 | 1.45 | 0 | 2.1 | Sqm |  |  |  | SSR 19-20
|  | 1 | x | 1 | 1.45 | 1.45 | 0 | 2.1 | Sqm |  |  |  | SSR 19-20
SSR 19-20
[9 empty] | Sqm | 726.78 | SSR 19-20 | 0 | SSR 19-20
26 | Flooring with Ceramic non skid tiles of not less than 7-8mm thick 1st quality laid over floor bed / VRCC slab set over base coat of CM (1:8), 12mm thick and neat grey Cement slurry of honey like consistency spread @ 3.30 Kgs per Sqm & jointed with neat white Cement paste to full depth mixed with pigment of matching shade including c/c of all materials to site including cost of mixing of mortar and watering and levelling to proper slope and curing including all labour charges etc for finished item of work | [11 empty] | SSR 20-21
| Qty.p.17 of M.B.No.113/A/ZP/20 | [11 empty] | SSR 20-21
| verandah | 1 | x | 1 | 9 | 2.45 | 0 | 22.05 | Sqm |  |  |  | SSR 20-21
SSR 20-21
[9 empty] | Sqm | 754.91 | SSR 20-21 | 0 | SSR 20-21
26 | Flooring with Ceramic non skid tiles of not less than 7-8mm thick 1st quality laid over floor bed / VRCC slab set over base coat of CM (1:8), 12mm thick and neat grey Cement slurry of honey like consistency spread @ 3.30 Kgs per Sqm & jointed with neat white Cement paste to full depth mixed with pigment of matching shade including c/c of all materials to site including cost of mixing of mortar and watering and levelling to proper slope and curing including all labour charges etc for finished item of work | [11 empty] | SSR 21-22
| Qty.p.31 of M.B.No.790/A/ZP/19 | [11 empty] | SSR 21-22
| verandah | 1 | x | 1 | 5.56 | 3.05 | 0 | 16.96 | Sqm |  |  |  | SSR 21-22
| ramp | 1 | x | 1 | 3.2 | 1.5 | 0 | 4.8 | Sqm |  |  |  | SSR 21-22
SSR 21-22
[9 empty] | Sqm | 776.13 | SSR 21-22 | 0 | SSR 21-22
24 | Flooring with Ceramic non skid tiles of not less than 7-8mm thick 1st quality laid over floor bed / VRCC slab set over base coat of CM (1:8), 12mm thick and neat grey Cement slurry of honey like consistency spread @ 3.30 Kgs per Sqm & jointed with neat white Cement paste to full depth mixed with pigment of matching shade including c/c of all materials to site including cost of mixing of mortar and watering and levelling to proper slope and curing including all labour charges etc for finished item of work | [11 empty] | SSR 22-23
| Qty.p.16 of M.B.No.111/A/ZP/22 |  | 07.12.2023 | [9 empty] | SSR 22-23
| for tiolet | 1 | x | 1 | 1.45 | 1.45 | 0 | 2.1 | Sqm |  |  |  | SSR 22-23
|  | 1 | x | 1 | 1.45 | 1.45 | 0 | 2.1 | Sqm |  |  |  | SSR 22-23
SSR 22-23
[8 empty] | 4.2 | Sqm | 801.83 | SSR 22-23 | 3368 | SSR 22-23
27 | Providing Daddooing to walls with 5 to 7mm thick Glazed Ceramic wall tiles of 1st quality of 6mm thick set over base coat of CM (1:3) 12mm thick with Cement slurry of honey like consistency spread @ 3.30 Kgs per Sqm & jointed with neat white Cement paste to full depth mixed with pigment of matching shade including c/c of all materials to site, cost of all materials like tiles, Cement, sand and water etc complete for finished item of work | [11 empty] | SSR 19-20
| Qty.p.17 of M.B.No.111/A/ZP/22 | [11 empty] | SSR 19-20
| tiolets | 1 | x | 1 | 5.8 | 0 | 1.75 | 10.15 | Sqm |  |  |  | SSR 19-20
|  | 1 | x | 1 | 5.8 | 0 | 1.75 | 10.15 | Sqm |  |  |  | SSR 19-20
| Deduct door | 1 | x | 2 | 0.75 | 0 | 1.75 | -2.63 | Sqm |  |  |  | SSR 19-20
SSR 19-20
[9 empty] | Sqm | 487.61 | SSR 19-20 | 0 | SSR 19-20
27 | Providing Daddooing to walls with 5 to 7mm thick Glazed Ceramic wall tiles of 1st quality of 6mm thick set over base coat of CM (1:3) 12mm thick with Cement slurry of honey like consistency spread @ 3.30 Kgs per Sqm & jointed with neat white Cement paste to full depth mixed with pigment of matching shade including c/c of all materials to site, cost of all materials like tiles, Cement, sand and water etc complete for finished item of work | [11 empty] | SSR 20-21
| Qty.p.8 of M.B.No.790/A/ZP/19 | [11 empty] | SSR 20-21
| Front verandah | 1 | x | 1 | 5.25 | 0 | 3.35 | 17.59 | Sqm |  |  |  | SSR 20-21
| Deduct beam | 1 | x | 1 | 1.6 | 0 | 1.3 | -2.08 | Sqm |  |  |  | SSR 20-21
|  | 1 | x | 3 | 0.38 | 0 | 0.23 | -0.26 | Sqm |  |  |  | SSR 20-21
SSR 20-21
[9 empty] | Sqm | 496.21 | SSR 20-21 | 0 | SSR 20-21
27 | Providing Daddooing to walls with 5 to 7mm thick Glazed Ceramic wall tiles of 1st quality of 6mm thick set over base coat of CM (1:3) 12mm thick with Cement slurry of honey like consistency spread @ 3.30 Kgs per Sqm & jointed with neat white Cement paste to full depth mixed with pigment of matching shade including c/c of all materials to site, cost of all materials like tiles, Cement, sand and water etc complete for finished item of work | [11 empty] | SSR 21-22
| Qty.p.8 of M.B.No.790/A/ZP/19 | [11 empty] | SSR 21-22
| Front verandah | 1 | x | 1 | 5.25 | 0 | 3.35 | 17.59 | Sqm |  |  |  | SSR 21-22
| Deduct beam | 1 | x | 1 | 1.6 | 0 | 1.3 | -2.08 | Sqm |  |  |  | SSR 21-22
|  | 1 | x | 3 | 0.38 | 0 | 0.23 | -0.26 | Sqm |  |  |  | SSR 21-22
SSR 21-22
[9 empty] | Sqm | 503.67 | SSR 21-22 | 0 | SSR 21-22
25 | Providing Daddooing to walls with 5 to 7mm thick Glazed Ceramic wall tiles of 1st quality of 6mm thick set over base coat of CM (1:3) 12mm thick with Cement slurry of honey like consistency spread @ 3.30 Kgs per Sqm & jointed with neat white Cement paste to full depth mixed with pigment of matching shade including c/c of all materials to site, cost of all materials like tiles, Cement, sand and water etc complete for finished item of work | [11 empty] | SSR 22-23
| Qty.p.17 of M.B.No.111/A/ZP/22 |  | 07.12.2023 | [9 empty] | SSR 22-23
| tiolets | 1 | x | 1 | 5.8 | 0 | 1.75 | 10.15 | Sqm |  |  |  | SSR 22-23
|  | 1 | x | 1 | 5.8 | 0 | 1.75 | 10.15 | Sqm |  |  |  | SSR 22-23
| Deduct door | 1 | x | 2 | 0.75 | 0 | 1.75 | -2.63 | Sqm |  |  |  | SSR 22-23
SSR 22-23
[8 empty] | 17.67 | Sqm | 518.15 | SSR 22-23 | 9156 | SSR 22-23
23 | Flooring with pressed clay flooring tiles, set over base coat of cement mortar (1:8) 12 mm thick over CC bed already laid or RCC roof slab, including neat cement slurry of honey like consistency spread @ 3.3.kgs per sqm & jointed neatly with cement mixed with pigment of matching shade to full depth, including cost of all materials like cement, sand water and tiles etc., complete, for finished item of work, | [11 empty] | SSR 19-20
| Qty.p.41 of M.B.No.478/A/ZP/19 | [11 empty] | SSR 19-20
|  | 1 | x | 1 | 16.6 | 0 | 0.9 | 14.94 | Sqm |  |  |  | SSR 19-20
|  | 1 | x | 2 | 3.35 | 0 | 0.9 | 6.03 | Sqm |  |  |  | SSR 19-20
SSR 19-20
[9 empty] | Sqm | 911.63 | SSR 19-20 | 0 | SSR 19-20
25 | Flooring with pressed clay flooring tiles, set over base coat of cement mortar (1:8) 12 mm thick over CC bed already laid or RCC roof slab, including neat cement slurry of honey like consistency spread @ 3.3.kgs per sqm & jointed neatly with cement mixed with pigment of matching shade to full depth, including cost of all materials like cement, sand water and tiles etc., complete, for finished item of work, | [11 empty] | SSR 20-21
| Qty.p.68 of M.B.No.790/A/ZP/19 | [11 empty] | SSR 20-21
| Elevation sides | 1 | x | 2 | 1 | 0 | 1 | 2 | Sqm |  |  |  | SSR 20-21
| Middle | 1 | x | 2 | 3.15 | 0 | 1 | 6.3 | Sqm |  |  |  | SSR 20-21
| Middle | 1 | x | 2 | 2 | 0 | 1.9 | 7.6 | Sqm |  |  |  | SSR 20-21
SSR 20-21
[9 empty] | Sqm | 950.67 | SSR 20-21 | 0 | SSR 20-21
30 | Flooring with pressed clay flooring tiles, set over base coat of cement mortar (1:8) 12 mm thick over CC bed already laid or RCC roof slab, including neat cement slurry of honey like consistency spread @ 3.3.kgs per sqm & jointed neatly with cement mixed with pigment of matching shade to full depth, including cost of all materials like cement, sand water and tiles etc., complete, for finished item of work, | [11 empty] | SSR 21-22
| Qty.p.58 & 59 of M.B.No.478/A/ZP/19 |  | 11.10.2021 | [9 empty] | SSR 21-22
|  | 1 | x | 1 | 16.6 | 0 | 0.9 | 14.94 | Sqm |  |  |  | SSR 21-22
|  | 1 | x | 2 | 3.35 | 0 | 0.9 | 6.03 | Sqm |  |  |  | SSR 21-22
SSR 21-22
[9 empty] | Sqm | 981.79 | SSR 21-22 | 0 | SSR 21-22
25 | Flooring with pressed clay flooring tiles, set over base coat of cement mortar (1:8) 12 mm thick over CC bed already laid or RCC roof slab, including neat cement slurry of honey like consistency spread @ 3.3.kgs per sqm & jointed neatly with cement mixed with pigment of matching shade to full depth, including cost of all materials like cement, sand water and tiles etc., complete, for finished item of work, | [11 empty] | SSR 22-23
| Qty.p.68 of M.B.No.790/A/ZP/19 | [11 empty] | SSR 22-23
| Elevation sides | 1 | x | 2 | 1 | 0 | 1 | 2 | Sqm |  |  |  | SSR 22-23
| Middle | 1 | x | 2 | 3.15 | 0 | 1 | 6.3 | Sqm |  |  |  | SSR 22-23
| Middle | 1 | x | 2 | 2 | 0 | 1.9 | 7.6 | Sqm |  |  |  | SSR 22-23
SSR 22-23
[9 empty] | Sqm | 1017.93 | SSR 22-23 | 0 | SSR 22-23
25 | Supply of precast concrete blocks for paving of M-35 grade and thickness not less than 60 mm for Light traffic areas conforming to IS 15658:2006 in all shapes and designs for laying & fixing of precast concrete blocks for paving of all grades, any thickness, all sizes & shapes including all labour charges for loading & unloading, laying to desired lines and levels complete | [11 empty] | SSR 19-20
| Qty.p.68 of M.B.No.790/A/ZP/19 | [11 empty] | SSR 19-20
| Elevation sides | 1 | x | 2 | 1 | 0 | 1 | 2 | Sqm |  |  |  | SSR 19-20
| Middle | 1 | x | 2 | 3.15 | 0 | 1 | 6.3 | Sqm |  |  |  | SSR 19-20
| Middle | 1 | x | 2 | 2 | 0 | 1.9 | 7.6 | Sqm |  |  |  | SSR 19-20
SSR 19-20
[9 empty] | Sqm | 489 | SSR 19-20 | 0 | SSR 19-20
25 | Supply of precast concrete blocks for paving of M-35 grade and thickness not less than 60 mm for Light traffic areas conforming to IS 15658:2006 in all shapes and designs for laying & fixing of precast concrete blocks for paving of all grades, any thickness, all sizes & shapes including all labour charges for loading & unloading, laying to desired lines and levels complete | [11 empty] | SSR 20-21
| Qty.p.68 of M.B.No.790/A/ZP/19 | [11 empty] | SSR 20-21
| Elevation sides | 1 | x | 2 | 1 | 0 | 1 | 2 | Sqm |  |  |  | SSR 20-21
| Middle | 1 | x | 2 | 3.15 | 0 | 1 | 6.3 | Sqm |  |  |  | SSR 20-21
| Middle | 1 | x | 2 | 2 | 0 | 1.9 | 7.6 | Sqm |  |  |  | SSR 20-21
SSR 20-21
[9 empty] | Sqm | 489 | SSR 20-21 | 0 | SSR 20-21
25 | Supply of precast concrete blocks for paving of M-35 grade and thickness not less than 60 mm for Light traffic areas conforming to IS 15658:2006 in all shapes and designs for laying & fixing of precast concrete blocks for paving of all grades, any thickness, all sizes & shapes including all labour charges for loading & unloading, laying to desired lines and levels complete | [11 empty] | SSR 21-22
| Qty.p.68 of M.B.No.790/A/ZP/19 | [11 empty] | SSR 21-22
| Elevation sides | 1 | x | 2 | 1 | 0 | 1 | 2 | Sqm |  |  |  | SSR 21-22
| Middle | 1 | x | 2 | 3.15 | 0 | 1 | 6.3 | Sqm |  |  |  | SSR 21-22
| Middle | 1 | x | 2 | 2 | 0 | 1.9 | 7.6 | Sqm |  |  |  | SSR 21-22
SSR 21-22
[9 empty] | Sqm | 510 | SSR 21-22 | 0 | SSR 21-22
25 | Supply of precast concrete blocks for paving of M-35 grade and thickness not less than 60 mm for Light traffic areas conforming to IS 15658:2006 in all shapes and designs for laying & fixing of precast concrete blocks for paving of all grades, any thickness, all sizes & shapes including all labour charges for loading & unloading, laying to desired lines and levels complete | [11 empty] | SSR 22-23
| Qty.p.68 of M.B.No.790/A/ZP/19 | [11 empty] | SSR 22-23
| Elevation sides | 1 | x | 2 | 1 | 0 | 1 | 2 | Sqm |  |  |  | SSR 22-23
| Middle | 1 | x | 2 | 3.15 | 0 | 1 | 6.3 | Sqm |  |  |  | SSR 22-23
| Middle | 1 | x | 2 | 2 | 0 | 1.9 | 7.6 | Sqm |  |  |  | SSR 22-23
SSR 22-23
[9 empty] | Sqm | 610 | SSR 22-23 | 0 | SSR 22-23
25 | Gronolithie Concrete Flooring 20 mm thick with (1:1:2), using 6mm to 12 mm size hard granite machine crushed metal laid over CC bed already laid or RCC roof slab, in alternate panels of size not exceeding 1.50 m x 1.50 m and finishing the top surface to required smoothness and slopes and thread lining including cost of all materials like cement, metal, sand and water etc., complete, including seigniorage charges, etc., complete for finished item of work, but excluding the cost of conveyance of all materials | [11 empty] | SSR 19-20
| Qty.p.68 of M.B.No.790/A/ZP/19 | [11 empty] | SSR 19-20
| Elevation sides | 1 | x | 2 | 1 | 0 | 1 | 2 | Sqm |  |  |  | SSR 19-20
| Middle | 1 | x | 2 | 3.15 | 0 | 1 | 6.3 | Sqm |  |  |  | SSR 19-20
| Middle | 1 | x | 2 | 2 | 0 | 1.9 | 7.6 | Sqm |  |  |  | SSR 19-20
SSR 19-20
[9 empty] | Sqm | 288.71 | SSR 19-20 | 0 | SSR 19-20
25 | Gronolithie Concrete Flooring 20 mm thick with (1:1:2), using 6mm to 12 mm size hard granite machine crushed metal laid over CC bed already laid or RCC roof slab, in alternate panels of size not exceeding 1.50 m x 1.50 m and finishing the top surface to required smoothness and slopes and thread lining including cost of all materials like cement, metal, sand and water etc., complete, including seigniorage charges, etc., complete for finished item of work, but excluding the cost of conveyance of all materials | [11 empty] | SSR 20-21
| Qty.p.68 of M.B.No.790/A/ZP/19 | [11 empty] | SSR 20-21
| Elevation sides | 1 | x | 2 | 1 | 0 | 1 | 2 | Sqm |  |  |  | SSR 20-21
| Middle | 1 | x | 2 | 3.15 | 0 | 1 | 6.3 | Sqm |  |  |  | SSR 20-21
| Middle | 1 | x | 2 | 2 | 0 | 1.9 | 7.6 | Sqm |  |  |  | SSR 20-21
SSR 20-21
[9 empty] | Sqm | 309.07 | SSR 20-21 | 0 | SSR 20-21
25 | Gronolithie Concrete Flooring 20 mm thick with (1:1:2), using 6mm to 12 mm size hard granite machine crushed metal laid over CC bed already laid or RCC roof slab, in alternate panels of size not exceeding 1.50 m x 1.50 m and finishing the top surface to required smoothness and slopes and thread lining including cost of all materials like cement, metal, sand and water etc., complete, including seigniorage charges, etc., complete for finished item of work, but excluding the cost of conveyance of all materials | [11 empty] | SSR 21-22
| Qty.p.68 of M.B.No.790/A/ZP/19 | [11 empty] | SSR 21-22
| Elevation sides | 1 | x | 2 | 1 | 0 | 1 | 2 | Sqm |  |  |  | SSR 21-22
| Middle | 1 | x | 2 | 3.15 | 0 | 1 | 6.3 | Sqm |  |  |  | SSR 21-22
| Middle | 1 | x | 2 | 2 | 0 | 1.9 | 7.6 | Sqm |  |  |  | SSR 21-22
SSR 21-22
[9 empty] | Sqm | 325.58 | SSR 21-22 | 0 | SSR 21-22
25 | Gronolithie Concrete Flooring 20 mm thick with (1:1:2), using 6mm to 12 mm size hard granite machine crushed metal laid over CC bed already laid or RCC roof slab, in alternate panels of size not exceeding 1.50 m x 1.50 m and finishing the top surface to required smoothness and slopes and thread lining including cost of all materials like cement, metal, sand and water etc., complete, including seigniorage charges, etc., complete for finished item of work, but excluding the cost of conveyance of all materials | [11 empty] | SSR 22-23
| Qty.p.68 of M.B.No.790/A/ZP/19 | [11 empty] | SSR 22-23
| Elevation sides | 1 | x | 2 | 1 | 0 | 1 | 2 | Sqm |  |  |  | SSR 22-23
| Middle | 1 | x | 2 | 3.15 | 0 | 1 | 6.3 | Sqm |  |  |  | SSR 22-23
| Middle | 1 | x | 2 | 2 | 0 | 1.9 | 7.6 | Sqm |  |  |  | SSR 22-23
SSR 22-23
[9 empty] | Sqm | 345.47 | SSR 22-23 | 0 | SSR 22-23
26 | White washing one coat with whiting of approved quality to give an even shade after thoroughly brushing the surface to remove all dirt and remains of loose powdered materials including cost of all materials, labour charges and incidental such as scaffolding, lift charges etc., complete for finished item of wor | [11 empty] | SSR 19-20
| Qty.p.17 of M.B.No.790/A/ZP/19 | [11 empty] | SSR 19-20
| Hall | 1 | x | 1 | 8.5 | 4.95 | 0 | 42.08 | Sqm |  |  |  | SSR 19-20
| North side | 1 | x | 1 | 6.25 | 0 | 3.6 | 22.5 | Sqm |  |  |  | SSR 19-20
| West side | 1 | x | 1 | 5.45 | 0 | 3.2 | 17.44 | Sqm |  |  |  | SSR 19-20
SSR 19-20
[9 empty] | Sqm | 19.87 | SSR 19-20 | 0 | SSR 19-20
26 | White washing one coat with whiting of approved quality to give an even shade after thoroughly brushing the surface to remove all dirt and remains of loose powdered materials including cost of all materials, labour charges and incidental such as scaffolding, lift charges etc., complete for finished item of wor | [11 empty] | SSR 20-21
| Qty.p.17 of M.B.No.790/A/ZP/19 | [11 empty] | SSR 20-21
| Hall | 1 | x | 1 | 8.5 | 4.95 | 0 | 42.08 | Sqm |  |  |  | SSR 20-21
| North side | 1 | x | 1 | 6.25 | 0 | 3.6 | 22.5 | Sqm |  |  |  | SSR 20-21
| West side | 1 | x | 1 | 5.45 | 0 | 3.2 | 17.44 | Sqm |  |  |  | SSR 20-21
SSR 20-21
[9 empty] | Sqm | 21.19 | SSR 20-21 | 0 | SSR 20-21
26 | White washing one coat with whiting of approved quality to give an even shade after thoroughly brushing the surface to remove all dirt and remains of loose powdered materials including cost of all materials, labour charges and incidental such as scaffolding, lift charges etc., complete for finished item of wor | [11 empty] | SSR 21-22
| Qty.p.17 of M.B.No.790/A/ZP/19 | [11 empty] | SSR 21-22
| Hall | 1 | x | 1 | 8.5 | 4.95 | 0 | 42.08 | Sqm |  |  |  | SSR 21-22
| North side | 1 | x | 1 | 6.25 | 0 | 3.6 | 22.5 | Sqm |  |  |  | SSR 21-22
| West side | 1 | x | 1 | 5.45 | 0 | 3.2 | 17.44 | Sqm |  |  |  | SSR 21-22
SSR 21-22
[9 empty] | Sqm | 22.35 | SSR 21-22 | 0 | SSR 21-22
26 | White washing one coat with whiting of approved quality to give an even shade after thoroughly brushing the surface to remove all dirt and remains of loose powdered materials including cost of all materials, labour charges and incidental such as scaffolding, lift charges etc., complete for finished item of wor | [11 empty] | SSR 22-23
| Qty.p.17 of M.B.No.790/A/ZP/19 | [11 empty] | SSR 22-23
| Hall | 1 | x | 1 | 8.5 | 4.95 | 0 | 42.08 | Sqm |  |  |  | SSR 22-23
| North side | 1 | x | 1 | 6.25 | 0 | 3.6 | 22.5 | Sqm |  |  |  | SSR 22-23
| West side | 1 | x | 1 | 5.45 | 0 | 3.2 | 17.44 | Sqm |  |  |  | SSR 22-23
SSR 22-23
[9 empty] | Sqm | 24.05 | SSR 22-23 | 0 | SSR 22-23
24 | Providing and applying Wall putty of White Cement or Polymer or Cement based of average 1 to 2 mm thickness over plastered surface to prepare the surface even and smooth after thoroughly brushing the surface to remove all dirt and remains of loose powdered materials, applying emery paper, Sand the surface, clean & wipe off loose dust, applying knifing paste filler by putty knife / muslin pad, air dry for 2 - 3 hrs, sand with 180 and 320 No., emery paper for the surface preparation including cost and conveyance of all materials and all operational, incidental and all labour charges etc., complete for finished item of work in all floors for internal walls | [11 empty] | SSR 19-20
| Qty.p.10 to 12 of M.B.No.111/A/ZP/22 | [11 empty] | SSR 19-20
| Examination room | 1 | x | 1 | 10.84 | 0 | 3.05 | 33.06 | Sqm |  |  |  | SSR 19-20
| Ceiling | 1 | x | 1 | 2.7 | 2.72 | 0 | 7.34 | Sqm |  |  |  | SSR 19-20
| Lab and store room | 1 | x | 1 | 9.84 | 0 | 3.05 | 30.01 | Sqm |  |  |  | SSR 19-20
| Ceiling | 1 | x | 1 | 2.2 | 2.72 | 0 | 5.98 | Sqm |  |  |  | SSR 19-20
| Bed room | 1 | x | 1 | 9.84 | 0 | 3.05 | 30.01 | Sqm |  |  |  | SSR 19-20
| Ceiling | 1 | x | 1 | 2.2 | 2.72 | 0 | 5.98 | Sqm |  |  |  | SSR 19-20
| Kitchen | 1 | x | 1 | 8.64 | 0 | 3.05 | 26.35 | Sqm |  |  |  | SSR 19-20
| Ceiling | 1 | x | 1 | 1.6 | 2.72 | 0 | 4.35 | Sqm |  |  |  | SSR 19-20
| clinic and lobby | 1 | x | 1 | 19.22 | 0 | 3.05 | 58.62 | Sqm |  |  |  | SSR 19-20
| Ceiling | 1 | x | 1 | 6.6 | 2.95 | 0 | 19.47 | Sqm |  |  |  | SSR 19-20
| Living room | 1 | x | 1 | 18.1 | 0 | 3.05 | 55.21 | Sqm |  |  |  | SSR 19-20
| Ceiling | 1 | x | 1 | 6.1 | 2.95 | 0 | 18 | Sqm |  |  |  | SSR 19-20
| Deduct door | 1 | x | 1 | 1.2 | 0 | 2.1 | -2.52 | Sqm |  |  |  | SSR 19-20
| Deduct door | 2 | x | 2 | 1.05 | 0 | 2.1 | -8.82 | Sqm |  |  |  | SSR 19-20
| Deduct door | 1 | x | 1 | 1.05 | 0 | 2.1 | -2.21 | Sqm |  |  |  | SSR 19-20
| Deduct door | 1 | x | 2 | 1 | 0 | 2.1 | -4.2 | Sqm |  |  |  | SSR 19-20
| Deduct door | 2 | x | 2 | 0.9 | 0 | 2.1 | -7.56 | Sqm |  |  |  | SSR 19-20
| Deduct door | 1 | x | 1 | 0.9 | 0 | 2.1 | -1.89 | Sqm |  |  |  | SSR 19-20
| Deduct windows | 1 | x | 11 | 1.2 | 0 | 1.2 | -15.84 | Sqm |  |  |  | SSR 19-20
| Deduct ventilators | 1 | x | 12 | 0.6 | 0 | 0.3 | -2.16 | Sqm |  |  |  | SSR 19-20
SSR 19-20
[9 empty] | Sqm | 148.07 | SSR 19-20 | 0 | SSR 19-20
31 | Providing and applying Wall putty of White Cement or Polymer or Cement based of average 1 to 2 mm thickness over plastered surface to prepare the surface even and smooth after thoroughly brushing the surface to remove all dirt and remains of loose powdered materials, applying emery paper, Sand the surface, clean & wipe off loose dust, applying knifing paste filler by putty knife / muslin pad, air dry for 2 - 3 hrs, sand with 180 and 320 No., emery paper for the surface preparation including cost and conveyance of all materials and all operational, incidental and all labour charges etc., complete for finished item of work in all floors for internal walls | [11 empty] | SSR 20-21
| Qty.p.35 to 37 of M.B.No.478/A/ZP/19 |  | 02.08.2021 | [9 empty] | SSR 20-21
| Examination room ceiling | 1 | x | 1 | 2.89 | 2.82 | 0 | 8.15 | Sqm |  |  |  | SSR 20-21
| For walls | 1 | x | 1 | 11.42 | 0 | 3.2 | 36.54 | Sqm |  |  |  | SSR 20-21
| tiolet ceiling | 1 | x | 1 | 1.36 | 1.63 | 0 | 2.22 | Sqm |  |  |  | SSR 20-21
|  | 1 | x | 1 | 1.36 | 0.95 | 0 | 1.29 | Sqm |  |  |  | SSR 20-21
| Lab and store room ceiling | 1 | x | 1 | 2.34 | 2.82 | 0 | 6.6 | Sqm |  |  |  | SSR 20-21
| For walls | 1 | x | 1 | 10.32 | 0 | 3.2 | 33.02 | Sqm |  |  |  | SSR 20-21
| Bed room ceiling | 1 | x | 1 | 2.75 | 2.82 | 0 | 7.76 | Sqm |  |  |  | SSR 20-21
| For walls | 1 | x | 1 | 11.14 | 0 | 3.2 | 35.65 | Sqm |  |  |  | SSR 20-21
| tiolet ceiling | 1 | x | 1 | 1.36 | 1.95 | 0 | 2.65 | Sqm |  |  |  | SSR 20-21
|  | 1 | x | 1 | 1.36 | 0.6 | 0 | 0.82 | Sqm |  |  |  | SSR 20-21
| Kitchen ceiling | 1 | x | 1 | 1.83 | 2.82 | 0 | 5.16 | Sqm |  |  |  | SSR 20-21
| For walls | 1 | x | 1 | 9.3 | 0 | 3.2 | 29.76 | Sqm |  |  |  | SSR 20-21
| tiolet outer walls | 1 | x | 1 | 3.93 | 0 | 3.2 | 12.58 | Sqm |  |  |  | SSR 20-21
| clinic and lobby ceiling | 1 | x | 1 | 6.68 | 3 | 0 | 20.04 | Sqm |  |  |  | SSR 20-21
| For walls | 1 | x | 1 | 19.36 | 0 | 3.2 | 61.95 | Sqm |  |  |  | SSR 20-21
| Living room ceiling | 1 | x | 1 | 6.17 | 3 | 0 | 18.51 | Sqm |  |  |  | SSR 20-21
| For walls | 1 | x | 1 | 18.34 | 0 | 3.2 | 58.69 | Sqm |  |  |  | SSR 20-21
| Deduct door | 1 | x | 1 | 1.2 | 0 | 2.1 | -2.52 | Sqm |  |  |  | SSR 20-21
| Deduct door | 1 | x | 1 | 0.9 | 0 | 2.1 | -1.89 | Sqm |  |  |  | SSR 20-21
| Deduct door | 2 | x | 4 | 0.9 | 0 | 2.1 | -15.12 | Sqm |  |  |  | SSR 20-21
| Deduct door | 1 | x | 1 | 0.75 | 0 | 2.1 | -1.58 | Sqm |  |  |  | SSR 20-21
| Deduct door | 1 | x | 2 | 0.75 | 0 | 2.1 | -3.15 | Sqm |  |  |  | SSR 20-21
| Deduct windows | 1 | x | 8 | 1.2 | 0 | 1.2 | -11.52 | Sqm |  |  |  | SSR 20-21
| Deduct ventilators | 1 | x | 14 | 0.6 | 0 | 0.3 | -2.52 | Sqm |  |  |  | SSR 20-21
| tiolet outer walls | 1 | x | 1 | 4.63 | 0 | 3.2 | 14.82 | Sqm |  |  |  | SSR 20-21
SSR 20-21
[9 empty] | Sqm | 155.29 | SSR 20-21 | 0 | SSR 20-21
29 | Providing and applying Wall putty of White Cement or Polymer or Cement based of average 1 to 2 mm thickness over plastered surface to prepare the surface even and smooth after thoroughly brushing the surface to remove all dirt and remains of loose powdered materials, applying emery paper, Sand the surface, clean & wipe off loose dust, applying knifing paste filler by putty knife / muslin pad, air dry for 2 - 3 hrs, sand with 180 and 320 No., emery paper for the surface preparation including cost and conveyance of all materials and all operational, incidental and all labour charges etc., complete for finished item of work in all floors for internal walls | [11 empty] | SSR 21-22
| Qty.p.35 of M.B.No.790/A/ZP/19 | [11 empty] | SSR 21-22
| Examination room | 1 | x | 1 | 11.26 | 0 | 3.2 | 36.03 | Sqm |  |  |  | SSR 21-22
| Deduct windows | 1 | x | 1 | 11.26 | 0 | 3.2 | 36.03 | Sqm |  |  |  | SSR 21-22
| Deduct ventilators | 1 | x | 1 | 11.26 | 0 | 3.2 | 36.03 | Sqm |  |  |  | SSR 21-22
| Deduct door | 1 | x | 1 | 11.26 | 0 | 3.2 | 36.03 | Sqm |  |  |  | SSR 21-22
| space before tiolet-1 | 1 | x | 1 | 11.26 | 0 | 3.2 | 36.03 | Sqm |  |  |  | SSR 21-22
| deduct door | 1 | x | 1 | 11.26 | 0 | 3.2 | 36.03 | Sqm |  |  |  | SSR 21-22
| deduct door | 1 | x | 1 | 11.26 | 0 | 3.2 | 36.03 | Sqm |  |  |  | SSR 21-22
| Deduct ventilators | 1 | x | 1 | 11.26 | 0 | 3.2 | 36.03 | Sqm |  |  |  | SSR 21-22
| Deduct ventilators | 1 | x | 1 | 11.26 | 0 | 3.2 | 36.03 | Sqm |  |  |  | SSR 21-22
| Deduct windows | 1 | x | 1 | 11.26 | 0 | 3.2 | 36.03 | Sqm |  |  |  | SSR 21-22
| Living room | 1 | x | 1 | 11.26 | 0 | 3.2 | 36.03 | Sqm |  |  |  | SSR 21-22
| Deduct door | 1 | x | 1 | 11.26 | 0 | 3.2 | 36.03 | Sqm |  |  |  | SSR 21-22
| Deduct door | 1 | x | 1 | 11.26 | 0 | 3.2 | 36.03 | Sqm |  |  |  | SSR 21-22
| deduct opening | 1 | x | 1 | 11.26 | 0 | 3.2 | 36.03 | Sqm |  |  |  | SSR 21-22
| Deduct ventilators | 1 | x | 1 | 11.26 | 0 | 3.2 | 36.03 | Sqm |  |  |  | SSR 21-22
| Deduct windows | 1 | x | 1 | 11.26 | 0 | 3.2 | 36.03 | Sqm |  |  |  | SSR 21-22
| Deduct windows | 1 | x | 1 | 11.26 | 0 | 3.2 | 36.03 | Sqm |  |  |  | SSR 21-22
SSR 21-22
[9 empty] | Sqm | 160.76 | SSR 21-22 | 0 | SSR 21-22
26 | Providing and applying Wall putty of White Cement or Polymer or Cement based of average 1 to 2 mm thickness over plastered surface to prepare the surface even and smooth after thoroughly brushing the surface to remove all dirt and remains of loose powdered materials, applying emery paper, Sand the surface, clean & wipe off loose dust, applying knifing paste filler by putty knife / muslin pad, air dry for 2 - 3 hrs, sand with 180 and 320 No., emery paper for the surface preparation including cost and conveyance of all materials and all operational, incidental and all labour charges etc., complete for finished item of work in all floors for internal walls | [11 empty] | SSR 22-23
| Qty.p.10 to 12 of M.B.No.111/A/ZP/22 |  | 07.12.2023 | [9 empty] | SSR 22-23
| Examination room | 1 | x | 1 | 10.84 | 0 | 3.05 | 33.06 | Sqm |  |  |  | SSR 22-23
| Ceiling | 1 | x | 1 | 2.7 | 2.72 | 0 | 7.34 | Sqm |  |  |  | SSR 22-23
| Lab and store room | 1 | x | 1 | 9.84 | 0 | 3.05 | 30.01 | Sqm |  |  |  | SSR 22-23
| Ceiling | 1 | x | 1 | 2.2 | 2.72 | 0 | 5.98 | Sqm |  |  |  | SSR 22-23
| Bed room | 1 | x | 1 | 9.84 | 0 | 3.05 | 30.01 | Sqm |  |  |  | SSR 22-23
| Ceiling | 1 | x | 1 | 2.2 | 2.72 | 0 | 5.98 | Sqm |  |  |  | SSR 22-23
| Kitchen | 1 | x | 1 | 8.64 | 0 | 3.05 | 26.35 | Sqm |  |  |  | SSR 22-23
| Ceiling | 1 | x | 1 | 1.6 | 2.72 | 0 | 4.35 | Sqm |  |  |  | SSR 22-23
| clinic and lobby | 1 | x | 1 | 19.22 | 0 | 3.05 | 58.62 | Sqm |  |  |  | SSR 22-23
| Ceiling | 1 | x | 1 | 6.6 | 2.95 | 0 | 19.47 | Sqm |  |  |  | SSR 22-23
| Living room | 1 | x | 1 | 18.1 | 0 | 3.05 | 55.21 | Sqm |  |  |  | SSR 22-23
| Ceiling | 1 | x | 1 | 6.1 | 2.95 | 0 | 18 | Sqm |  |  |  | SSR 22-23
| Deduct door | 1 | x | 1 | 1.2 | 0 | 2.1 | -2.52 | Sqm |  |  |  | SSR 22-23
| Deduct door | 2 | x | 2 | 1.05 | 0 | 2.1 | -8.82 | Sqm |  |  |  | SSR 22-23
| Deduct door | 1 | x | 1 | 1.05 | 0 | 2.1 | -2.21 | Sqm |  |  |  | SSR 22-23
| Deduct door | 1 | x | 2 | 1 | 0 | 2.1 | -4.2 | Sqm |  |  |  | SSR 22-23
| Deduct door | 2 | x | 2 | 0.9 | 0 | 2.1 | -7.56 | Sqm |  |  |  | SSR 22-23
| Deduct door | 1 | x | 1 | 0.9 | 0 | 2.1 | -1.89 | Sqm |  |  |  | SSR 22-23
| Deduct windows | 1 | x | 11 | 1.2 | 0 | 1.2 | -15.84 | Sqm |  |  |  | SSR 22-23
| Deduct ventilators | 1 | x | 12 | 0.6 | 0 | 0.3 | -2.16 | Sqm |  |  |  | SSR 22-23
SSR 22-23
[8 empty] | 249.18 | Sqm | 173.73 | SSR 22-23 | 43290 | SSR 22-23
25 | Painting to new walls with 2 coats of acrylic Emulsion paint Asian or equivalent and shade over Priming coat with Cement primer water base interior Gr-1 Asian or equivalent on new plastered surface after throughly brushing the surace remove all dirt and remains of loose powdered materials including cost and conveyance of all materials to worksite and all oparational, incidental, labour charges etc complete for finished item of work as per SS 911 for internal walls | [11 empty] | SSR 19-20
| Qty.p.43 of M.B.No.103/A/ZP/22 | [11 empty] | SSR 19-20
|  | 1 | x | 1 | 11.06 | 0 | 3 | 33.18 | Sqm |  |  |  | SSR 19-20
|  | 1 | x | 1 | 2.85 | 2.78 | 0 | 7.92 | Sqm |  |  |  | SSR 19-20
|  | 1 | x | 1 | 5.8 | 0 | 0.9 | 5.22 | Sqm |  |  |  | SSR 19-20
|  | 1 | x | 1 | 1.31 | 1.59 | 0 | 2.08 | Sqm |  |  |  | SSR 19-20
|  | 1 | x | 1 | 1.31 | 1.15 | 0 | 1.51 | Sqm |  |  |  | SSR 19-20
|  | 1 | x | 1 | 1.15 | 0 | 3 | 3.45 | Sqm |  |  |  | SSR 19-20
|  | 1 | x | 1 | 10 | 0 | 3 | 30 | Sqm |  |  |  | SSR 19-20
|  | 1 | x | 1 | 2.25 | 2.76 | 0 | 6.21 | Sqm |  |  |  | SSR 19-20
|  | 1 | x | 1 | 6.72 | 0 | 0.9 | 6.05 | Sqm |  |  |  | SSR 19-20
|  | 1 | x | 1 | 1.45 | 1.91 | 0 | 2.77 | Sqm |  |  |  | SSR 19-20
|  | 1 | x | 1 | 1.45 | 0.8 | 0 | 1.16 | Sqm |  |  |  | SSR 19-20
|  | 1 | x | 2 | 0.8 | 0 | 3 | 4.8 | Sqm |  |  |  | SSR 19-20
|  | 1 | x | 1 | 8.86 | 0 | 3 | 26.58 | Sqm |  |  |  | SSR 19-20
|  | 1 | x | 1 | 1.68 | 2.75 | 0 | 4.62 | Sqm |  |  |  | SSR 19-20
|  | 1 | x | 1 | 19.48 | 0 | 3 | 58.44 | Sqm |  |  |  | SSR 19-20
|  | 1 | x | 1 | 6.75 | 2.99 | 0 | 20.18 | Sqm |  |  |  | SSR 19-20
|  | 1 | x | 1 | 18.28 | 0 | 3 | 54.84 | Sqm |  |  |  | SSR 19-20
|  | 1 | x | 1 | 6.15 | 2.99 | 0 | 18.39 | Sqm |  |  |  | SSR 19-20
|  | 2 | x | 2 | 0.6 | 0 | 0.9 | 2.16 | Sqm |  |  |  | SSR 19-20
|  | 1 | x | 2 | 0.5 | 0 | 0.85 | 0.85 | Sqm |  |  |  | SSR 19-20
|  | 1 | x | 2 | 0.5 | 0 | 0.85 | 0.85 | Sqm |  |  |  | SSR 19-20
|  | 1 | x | 2 | 0.58 | 0 | 3 | 3.48 | Sqm |  |  |  | SSR 19-20
|  | 1 | x | 1 | 1.2 | 0 | 2.1 | -2.52 | Sqm |  |  |  | SSR 19-20
|  | 1 | x | 2 | 0.9 | 0 | 2.1 | -3.78 | Sqm |  |  |  | SSR 19-20
|  | 2 | x | 2 | 0.9 | 0 | 2.1 | -7.56 | Sqm |  |  |  | SSR 19-20
|  | 1 | x | 1 | 0.78 | 0 | 2.8 | -2.18 | Sqm |  |  |  | SSR 19-20
|  | 1 | x | 2 | 0.9 | 0 | 2.8 | -5.04 | Sqm |  |  |  | SSR 19-20
|  | 1 | x | 8 | 1.2 | 0 | 1.2 | -11.52 | Sqm |  |  |  | SSR 19-20
|  | 1 | x | 8 | 0.6 | 0 | 0.3 | -1.44 | Sqm |  |  |  | SSR 19-20
SSR 19-20
[9 empty] | Sqm | 122.02 | SSR 19-20 | 0 | SSR 19-20
32 | Painting to new walls with 2 coats of acrylic Emulsion paint Asian or equivalent and shade over Priming coat with Cement primer water base interior Gr-1 Asian or equivalent on new plastered surface after throughly brushing the surace remove all dirt and remains of loose powdered materials including cost and conveyance of all materials to worksite and all oparational, incidental, labour charges etc complete for finished item of work as per SS 911 for internal walls | [11 empty] | SSR 20-21
| Qty.p.38 to 40 of M.B.No.478/A/ZP/19 |  | 11.08.2021 | [9 empty] | SSR 20-21
| Examination room ceiling | 1 | x | 1 | 2.89 | 2.82 | 0 | 8.15 | Sqm |  |  |  | SSR 20-21
| For walls | 1 | x | 1 | 11.42 | 0 | 3.2 | 36.54 | Sqm |  |  |  | SSR 20-21
| tiolet ceiling | 1 | x | 1 | 1.36 | 1.63 | 0 | 2.22 | Sqm |  |  |  | SSR 20-21
|  | 1 | x | 1 | 1.36 | 0.95 | 0 | 1.29 | Sqm |  |  |  | SSR 20-21
| For walls | 1 | x | 1 | 5.98 | 0 | 1.1 | 6.58 | Sqm |  |  |  | SSR 20-21
|  | 1 | x | 1 | 4.63 | 0 | 3.2 | 14.82 | Sqm |  |  |  | SSR 20-21
| Lab and store room ceiling | 1 | x | 1 | 2.34 | 2.82 | 0 | 6.6 | Sqm |  |  |  | SSR 20-21
| For walls | 1 | x | 1 | 10.32 | 0 | 3.2 | 33.02 | Sqm |  |  |  | SSR 20-21
| Bed room ceiling | 1 | x | 1 | 2.75 | 2.82 | 0 | 7.76 | Sqm |  |  |  | SSR 20-21
| For walls | 1 | x | 1 | 11.14 | 0 | 3.2 | 35.65 | Sqm |  |  |  | SSR 20-21
| Bed room tiolet ceiling | 1 | x | 1 | 1.36 | 1.95 | 0 | 2.65 | Sqm |  |  |  | SSR 20-21
|  | 1 | x | 1 | 1.36 | 0.6 | 0 | 0.82 | Sqm |  |  |  | SSR 20-21
| For walls | 1 | x | 1 | 6.68 | 0 | 1.1 | 7.35 | Sqm |  |  |  | SSR 20-21
|  | 1 | x | 1 | 3.93 | 0 | 3.2 | 12.58 | Sqm |  |  |  | SSR 20-21
| Kitchen ceiling | 1 | x | 1 | 1.83 | 2.82 | 0 | 5.16 | Sqm |  |  |  | SSR 20-21
| For walls | 1 | x | 1 | 9.3 | 0 | 3.2 | 29.76 | Sqm |  |  |  | SSR 20-21
| clinic and lobby ceiling | 1 | x | 1 | 6.68 | 3 | 0 | 20.04 | Sqm |  |  |  | SSR 20-21
| Deduct windows | 1 | x | 8 | 1.2 | 0 | 1.2 | -11.52 | Sqm |  |  |  | SSR 20-21
| Deduct door | 1 | x | 1 | 1.2 | 0 | 2.1 | -2.52 | Sqm |  |  |  | SSR 20-21
| Deduct door | 1 | x | 1 | 0.9 | 0 | 2.1 | -1.89 | Sqm |  |  |  | SSR 20-21
| Deduct door | 2 | x | 4 | 0.9 | 0 | 2.1 | -15.12 | Sqm |  |  |  | SSR 20-21
| Deduct door | 1 | x | 3 | 0.75 | 0 | 2.1 | -4.73 | Sqm |  |  |  | SSR 20-21
| clinic and lobby walls | 1 | x | 1 | 19.36 | 0 | 3.2 | 61.95 | Sqm |  |  |  | SSR 20-21
| Living room ceiling | 1 | x | 1 | 6.17 | 3 | 0 | 18.51 | Sqm |  |  |  | SSR 20-21
| For walls | 1 | x | 1 | 18.34 | 0 | 3.2 | 58.69 | Sqm |  |  |  | SSR 20-21
| for window sunshades | 1 | x | 7 | 1.5 | 0.6 | 0 | 6.3 | Sqm |  |  |  | SSR 20-21
| Slab projection | 1 | x | 1 | 14.2 | 0.3 | 0 | 4.26 | Sqm |  |  |  | SSR 20-21
|  | 1 | x | 2 | 4.87 | 0.3 | 0 | 2.92 | Sqm |  |  |  | SSR 20-21
| Verandah projection | 1 | x | 1 | 16.1 | 1.2 | 0 | 19.32 | Sqm |  |  |  | SSR 20-21
| Slope projection front | 1 | x | 1 | 16.65 | 0.8 | 0 | 13.32 | Sqm |  |  |  | SSR 20-21
| Slope projection sides | 1 | x | 2 | 3.35 | 0.8 | 0 | 5.36 | Sqm |  |  |  | SSR 20-21
| Deduct ventilators | 1 | x | 14 | 0.6 | 0 | 0.3 | -2.52 | Sqm |  |  |  | SSR 20-21
SSR 20-21
[9 empty] | Sqm | 129.35 | SSR 20-21 | 0 | SSR 20-21
30 | Painting to new walls with 2 coats of acrylic Emulsion paint Asian or equivalent and shade over Priming coat with Cement primer water base interior Gr-1 Asian or equivalent on new plastered surface after throughly brushing the surace remove all dirt and remains of loose powdered materials including cost and conveyance of all materials to worksite and all oparational, incidental, labour charges etc complete for finished item of work as per SS 911 for internal walls | [11 empty] | SSR 21-22
| Qty.p.82 of M.B.No.790/A/ZP/19 | [11 empty] | SSR 21-22
| Examination room | 1 | x | 1 | 2.85 | 2.78 | 0 | 7.92 | Sqm |  |  |  | SSR 21-22
| Tiolet-1 | 1 | x | 1 | 1.34 | 1.6 | 0 | 2.14 | Sqm |  |  |  | SSR 21-22
|  | 1 | x | 1 | 1.34 | 1.09 | 0 | 1.46 | Sqm |  |  |  | SSR 21-22
| Lab room | 1 | x | 1 | 2.27 | 2.78 | 0 | 6.31 | Sqm |  |  |  | SSR 21-22
| Hospital hall | 1 | x | 1 | 6.78 | 2.95 | 0 | 20 | Sqm |  |  |  | SSR 21-22
| Bed room | 1 | x | 1 | 2.7 | 2.78 | 0 | 7.51 | Sqm |  |  |  | SSR 21-22
| tiolet-2 | 1 | x | 1 | 1.31 | 1.94 | 0 | 2.54 | Sqm |  |  |  | SSR 21-22
|  | 1 | x | 1 | 1.31 | 0.7 | 0 | 0.92 | Sqm |  |  |  | SSR 21-22
| Kitchen | 1 | x | 1 | 1.81 | 2.78 | 0 | 5.03 | Sqm |  |  |  | SSR 21-22
| Living room | 1 | x | 1 | 6.12 | 2.95 | 0 | 18.05 | Sqm |  |  |  | SSR 21-22
| Examination room | 1 | x | 1 | 11.26 | 0 | 3.2 | 36.03 | Sqm |  |  |  | SSR 21-22
| Deduct windows | 1 | x | 1 | 1.22 | 0 | 1.26 | -1.54 | Sqm |  |  |  | SSR 21-22
| Deduct ventilators | 1 | x | 1 | 0.6 | 0 | 0.3 | -0.18 | Sqm |  |  |  | SSR 21-22
| Deduct door | 1 | x | 1 | 0.93 | 0 | 2.1 | -1.95 | Sqm |  |  |  | SSR 21-22
| Tiolet-1 | 1 | x | 1 | 5.88 | 0 | 1.1 | 6.47 | Sqm |  |  |  | SSR 21-22
| Deduct ventilators | 1 | x | 1 | 0.6 | 0 | 0.3 | -0.18 | Sqm |  |  |  | SSR 21-22
| space before tiolet-1 | 1 | x | 1 | 3.52 | 0 | 3.2 | 11.26 | Sqm |  |  |  | SSR 21-22
| deduct door | 1 | x | 1 | 0.82 | 0 | 2.1 | -1.72 | Sqm |  |  |  | SSR 21-22
| deduct door | 1 | x | 1 | 1.05 | 0 | 2.1 | -2.21 | Sqm |  |  |  | SSR 21-22
| Deduct ventilators | 1 | x | 1 | 0.6 | 0 | 0.3 | -0.18 | Sqm |  |  |  | SSR 21-22
| Lab room | 1 | x | 1 | 10.1 | 0 | 3.2 | 32.32 | Sqm |  |  |  | SSR 21-22
| Deduct door | 1 | x | 1 | 1.05 | 0 | 2.1 | -2.21 | Sqm |  |  |  | SSR 21-22
| Deduct ventilators | 2 | x | 1 | 0.6 | 0 | 0.3 | -0.36 | Sqm |  |  |  | SSR 21-22
| Deduct windows | 1 | x | 1 | 1.27 | 0 | 1.23 | -1.56 | Sqm |  |  |  | SSR 21-22
| Hospital hall | 1 | x | 1 | 19.46 | 0 | 3.2 | 62.27 | Sqm |  |  |  | SSR 21-22
| Deduct door | 1 | x | 1 | 1.2 | 0 | 2.13 | -2.56 | Sqm |  |  |  | SSR 21-22
| Deduct door | 1 | x | 1 | 0.93 | 0 | 2.1 | -1.95 | Sqm |  |  |  | SSR 21-22
| tiolet opening | 1 | x | 1 | 1.32 | 0 | 2.9 | -3.83 | Sqm |  |  |  | SSR 21-22
| Deduct ventilators | 1 | x | 4 | 0.6 | 0 | 0.3 | -0.72 | Sqm |  |  |  | SSR 21-22
| Deduct windows | 1 | x | 1 | 1.23 | 0 | 1.23 | -1.51 | Sqm |  |  |  | SSR 21-22
| Deduct windows | 1 | x | 1 | 1.24 | 0 | 1.27 | -1.57 | Sqm |  |  |  | SSR 21-22
| bed room | 1 | x | 1 | 10.96 | 0 | 3.2 | 35.07 | Sqm |  |  |  | SSR 21-22
| Deduct windows | 1 | x | 1 | 1.23 | 0 | 1.26 | -1.55 | Sqm |  |  |  | SSR 21-22
| Deduct ventilators | 1 | x | 2 | 0.6 | 0 | 0.3 | -0.36 | Sqm |  |  |  | SSR 21-22
| Deduct door | 1 | x | 1 | 0.93 | 0 | 2.1 | -1.95 | Sqm |  |  |  | SSR 21-22
| tiolet-2 | 1 | x | 1 | 6.5 | 0 | 1.1 | 7.15 | Sqm |  |  |  | SSR 21-22
| Deduct ventilators | 1 | x | 1 | 0.6 | 0 | 0.3 | -0.18 | Sqm |  |  |  | SSR 21-22
| space before tiolet-2 | 1 | x | 1 | 4.02 | 0 | 3.2 | 12.86 | Sqm |  |  |  | SSR 21-22
| Deduct door | 1 | x | 1 | 0.84 | 0 | 2.1 | -1.76 | Sqm |  |  |  | SSR 21-22
| Opening | 1 | x | 1 | 0.93 | 0 | 2.9 | -2.7 | Sqm |  |  |  | SSR 21-22
| Kitchen | 1 | x | 1 | 9.18 | 0 | 3.2 | 29.38 | Sqm |  |  |  | SSR 21-22
| Deduct door | 1 | x | 2 | 0.82 | 0 | 2.12 | -3.48 | Sqm |  |  |  | SSR 21-22
| Deduct ventilators | 1 | x | 3 | 0.6 | 0 | 0.3 | -0.54 | Sqm |  |  |  | SSR 21-22
| Deduct windows | 1 | x | 1 | 1.24 | 0 | 1.24 | -1.54 | Sqm |  |  |  | SSR 21-22
| Living room | 1 | x | 1 | 18.14 | 0 | 3.2 | 58.05 | Sqm |  |  |  | SSR 21-22
| Deduct door | 1 | x | 2 | 0.93 | 0 | 2.13 | -3.96 | Sqm |  |  |  | SSR 21-22
| Deduct door | 1 | x | 1 | 0.82 | 0 | 2.12 | -1.74 | Sqm |  |  |  | SSR 21-22
| deduct opening | 1 | x | 1 | 0.93 | 0 | 2.9 | -2.7 | Sqm |  |  |  | SSR 21-22
| Deduct ventilators | 1 | x | 5 | 0.6 | 0 | 0.3 | -0.9 | Sqm |  |  |  | SSR 21-22
| Deduct windows | 1 | x | 1 | 1.23 | 0 | 1.3 | -1.6 | Sqm |  |  |  | SSR 21-22
| Deduct windows | 1 | x | 1 | 1.24 | 0 | 1.23 | -1.53 | Sqm |  |  |  | SSR 21-22
| window sides | 1 | x | 8 | 4.8 | 0.23 | 0 | 8.83 | Sqm |  |  |  | SSR 21-22
| Ventilator sides | 1 | x | 13 | 1.8 | 0.23 | 0 | 5.38 | Sqm |  |  |  | SSR 21-22
| Door sides main door | 1 | x | 1 | 5.45 | 0.115 | 0 | 0.63 | Sqm |  |  |  | SSR 21-22
| Living room door sides | 1 | x | 1 | 5.15 | 0.115 | 0 | 0.59 | Sqm |  |  |  | SSR 21-22
| Kitchen room door sides | 1 | x | 1 | 5 | 0.115 | 0 | 0.58 | Sqm |  |  |  | SSR 21-22
SSR 21-22
[9 empty] | Sqm | 134.97 | SSR 21-22 | 0 | SSR 21-22
27 | Painting to new walls with 2 coats of acrylic Emulsion paint Asian or equivalent and shade over Priming coat with Cement primer water base interior Gr-1 Asian or equivalent on new plastered surface after throughly brushing the surace remove all dirt and remains of loose powdered materials including cost and conveyance of all materials to worksite and all oparational, incidental, labour charges etc complete for finished item of work as per SS 911 for internal walls | [11 empty] | SSR 22-23
| Qty.p.41 to 43 of M.B.No.103/A/ZP/22 |  | 17.10.2023 | [9 empty] | SSR 22-23
| Examination room | 1 | x | 1 | 11.06 | 0 | 3 | 33.18 | Sqm |  |  |  | SSR 22-23
| ceiling | 1 | x | 1 | 2.85 | 2.78 | 0 | 7.92 | Sqm |  |  |  | SSR 22-23
| Tiolet room walls | 1 | x | 1 | 5.8 | 0 | 0.9 | 5.22 | Sqm |  |  |  | SSR 22-23
| ceiling | 1 | x | 1 | 1.31 | 1.59 | 0 | 2.08 | Sqm |  |  |  | SSR 22-23
|  | 1 | x | 1 | 1.31 | 1.15 | 0 | 1.51 | Sqm |  |  |  | SSR 22-23
| Walls | 1 | x | 1 | 1.15 | 0 | 3 | 3.45 | Sqm |  |  |  | SSR 22-23
| Lab and store room walls | 1 | x | 1 | 10 | 0 | 3 | 30 | Sqm |  |  |  | SSR 22-23
| ceiling | 1 | x | 1 | 2.25 | 2.76 | 0 | 6.21 | Sqm |  |  |  | SSR 22-23
| tiolet walls | 1 | x | 1 | 6.72 | 0 | 0.9 | 6.05 | Sqm |  |  |  | SSR 22-23
| ceiling | 1 | x | 1 | 1.45 | 1.91 | 0 | 2.77 | Sqm |  |  |  | SSR 22-23
|  | 1 | x | 1 | 1.45 | 0.8 | 0 | 1.16 | Sqm |  |  |  | SSR 22-23
| Walls | 1 | x | 2 | 0.8 | 0 | 3 | 4.8 | Sqm |  |  |  | SSR 22-23
| Kitchen walls | 1 | x | 1 | 8.86 | 0 | 3 | 26.58 | Sqm |  |  |  | SSR 22-23
| ceiling | 1 | x | 1 | 1.68 | 2.75 | 0 | 4.62 | Sqm |  |  |  | SSR 22-23
| Clinic and lobby | 1 | x | 1 | 19.48 | 0 | 3 | 58.44 | Sqm |  |  |  | SSR 22-23
| ceiling | 1 | x | 1 | 6.75 | 2.99 | 0 | 20.18 | Sqm |  |  |  | SSR 22-23
| Living room | 1 | x | 1 | 18.28 | 0 | 3 | 54.84 | Sqm |  |  |  | SSR 22-23
| ceiling | 1 | x | 1 | 6.15 | 2.99 | 0 | 18.39 | Sqm |  |  |  | SSR 22-23
| Platform wall | 2 | x | 2 | 0.6 | 0 | 0.9 | 2.16 | Sqm |  |  |  | SSR 22-23
|  | 1 | x | 2 | 0.5 | 0 | 0.85 | 0.85 | Sqm |  |  |  | SSR 22-23
|  | 1 | x | 2 | 0.5 | 0 | 0.85 | 0.85 | Sqm |  |  |  | SSR 22-23
| Laboratory e.wall | 1 | x | 2 | 0.58 | 0 | 3 | 3.48 | Sqm |  |  |  | SSR 22-23
| Deduct door | 1 | x | 1 | 1.2 | 0 | 2.1 | -2.52 | Sqm |  |  |  | SSR 22-23
| Deduct door | 1 | x | 2 | 0.9 | 0 | 2.1 | -3.78 | Sqm |  |  |  | SSR 22-23
| Deduct door | 2 | x | 2 | 0.9 | 0 | 2.1 | -7.56 | Sqm |  |  |  | SSR 22-23
| deduct open door | 1 | x | 1 | 0.78 | 0 | 2.8 | -2.18 | Sqm |  |  |  | SSR 22-23
| deduct open door | 1 | x | 2 | 0.9 | 0 | 2.8 | -5.04 | Sqm |  |  |  | SSR 22-23
| Deduct windows | 1 | x | 8 | 1.2 | 0 | 1.2 | -11.52 | Sqm |  |  |  | SSR 22-23
| Deduct ventilators | 1 | x | 8 | 0.6 | 0 | 0.3 | -1.44 | Sqm |  |  |  | SSR 22-23
SSR 22-23
[9 empty] | Sqm | 146.82 | SSR 22-23 | 0 | SSR 22-23
26 | Painting to new walls with 2 coats of acrylic Emulsion paint Asian or equivalent and shade over Priming coat with Cement primer water base interior Gr-1 Asian or equivalent on new plastered surface after throughly brushing the surace remove all dirt and remains of loose powdered materials including cost and conveyance of all materials to worksite and all oparational, incidental, labour charges etc complete for finished item of work as per SS 911 for external walls | [11 empty] | SSR 19-20
| Qty.p.41 of M.B.No.478/A/ZP/19 | [11 empty] | SSR 19-20
|  | 1 | x | 1 | 13.54 | 0 | 3.7 | 50.1 | Sqm |  |  |  | SSR 19-20
|  | 1 | x | 1 | 13.54 | 0 | 3.2 | 43.33 | Sqm |  |  |  | SSR 19-20
|  | 1 | x | 2 | 6.81 | 0 | 3.7 | 50.39 | Sqm |  |  |  | SSR 19-20
|  | 1 | x | 1 | 19 | 0 | 0.6 | 11.4 | Sqm |  |  |  | SSR 19-20
|  | 1 | x | 1 | 5.7 | 0 | 0.3 | 1.71 | Sqm |  |  |  | SSR 19-20
|  | 1 | x | 3 | 1.2 | 0 | 0.6 | -2.16 | Sqm |  |  |  | SSR 19-20
|  | 1 | x | 1 | 47 | 1.7 | 0 | 79.9 | Sqm |  |  |  | SSR 19-20
SSR 19-20
[9 empty] | Sqm | 166.22 | SSR 19-20 | 0 | SSR 19-20
33 | Painting to new walls with 2 coats of acrylic Emulsion paint Asian or equivalent and shade over Priming coat with Cement primer water base interior Gr-1 Asian or equivalent on new plastered surface after throughly brushing the surace remove all dirt and remains of loose powdered materials including cost and conveyance of all materials to worksite and all oparational, incidental, labour charges etc complete for finished item of work as per SS 911 for external walls | [11 empty] | SSR 20-21
| Qty.p.40 & 41 of M.B.No.478/A/ZP/19 |  | 11.08.2021 | [9 empty] | SSR 20-21
| Long walls | 1 | x | 1 | 13.54 | 0 | 3.7 | 50.1 | Sqm |  |  |  | SSR 20-21
| Front face | 1 | x | 1 | 13.54 | 0 | 3.2 | 43.33 | Sqm |  |  |  | SSR 20-21
| For short walls | 1 | x | 2 | 6.81 | 0 | 3.7 | 50.39 | Sqm |  |  |  | SSR 20-21
| For verandah basement | 1 | x | 1 | 19 | 0 | 0.6 | 11.4 | Sqm |  |  |  | SSR 20-21
| Ramp portion | 1 | x | 1 | 5.7 | 0 | 0.3 | 1.71 | Sqm |  |  |  | SSR 20-21
| Deduct steps | 1 | x | 3 | 1.2 | 0 | 0.6 | -2.16 | Sqm |  |  |  | SSR 20-21
| Projection wall alround | 1 | x | 1 | 47 | 1.7 | 0 | 79.9 | Sqm |  |  |  | SSR 20-21
SSR 20-21
[9 empty] | Sqm | 177.63 | SSR 20-21 | 0 | SSR 20-21
31 | Painting to new walls with 2 coats of acrylic Emulsion paint Asian or equivalent and shade over Priming coat with Cement primer water base interior Gr-1 Asian or equivalent on new plastered surface after throughly brushing the surace remove all dirt and remains of loose powdered materials including cost and conveyance of all materials to worksite and all oparational, incidental, labour charges etc complete for finished item of work as per SS 911 for external walls | [11 empty] | SSR 21-22
| Qty.p.85 of M.B.No.790/A/ZP/19 | [11 empty] | SSR 21-22
| Out side carrdor slab | 1 | x | 1 | 13.54 | 1.2 | 0 | 16.25 | Sqm |  |  |  | SSR 21-22
|  | 1 | x | 2 | 1.2 | 2.77 | 0 | 6.65 | Sqm |  |  |  | SSR 21-22
| Projection @ front | 1 | x | 1 | 23.4 | 0.9 | 0 | 21.06 | Sqm |  |  |  | SSR 21-22
| RCM facia drop @ front | 1 | x | 2 | 25.8 | 0 | 0.2 | 10.32 | Sqm |  |  |  | SSR 21-22
| Beam sides | 1 | x | 2 | 16.2 | 0 | 0.3 | 9.72 | Sqm |  |  |  | SSR 21-22
|  | 2 | x | 2 | 2.77 | 0 | 0.3 | 3.32 | Sqm |  |  |  | SSR 21-22
|  | 2 | x | 2 | 0.97 | 0 | 0.3 | 1.16 | Sqm |  |  |  | SSR 21-22
|  | 2 | x | 2 | 0.97 | 0 | 0.3 | 1.16 | Sqm |  |  |  | SSR 21-22
|  | 5 | x | 2 | 0.97 | 0 | 0.3 | 2.91 | Sqm |  |  |  | SSR 21-22
| Deduct junctions | 1 | x | 9 | 0.3 | 0 | 0.3 | -0.81 | Sqm |  |  |  | SSR 21-22
| Slab projection right and left | 1 | x | 2 | 5 | 0.425 | 0 | 4.25 | Sqm |  |  |  | SSR 21-22
| Slab projection @ back | 1 | x | 1 | 14.1 | 0.425 | 0 | 5.99 | Sqm |  |  |  | SSR 21-22
| Sunshades | 6 | x | 2 | 1.5 | 0.6 | 0 | 10.8 | Sqm |  |  |  | SSR 21-22
| front side | 1 | x | 1 | 13.54 | 0 | 3.2 | 43.33 | Sqm |  |  |  | SSR 21-22
| Left side | 1 | x | 1 | 6.45 | 0 | 3.2 | 20.64 | Sqm |  |  |  | SSR 21-22
| right side | 1 | x | 1 | 6.45 | 0 | 3.2 | 20.64 | Sqm |  |  |  | SSR 21-22
| Back side | 1 | x | 1 | 13.54 | 0 | 3.5 | 47.39 | Sqm |  |  |  | SSR 21-22
| Deduct windows | 1 | x | 8 | 1.23 | 0 | 1.3 | -12.79 | Sqm |  |  |  | SSR 21-22
| deduct ventilators | 1 | x | 13 | 0.6 | 0 | 0.3 | -2.34 | Sqm |  |  |  | SSR 21-22
| Deduct door | 1 | x | 1 | 1.2 | 0 | 2.13 | -2.56 | Sqm |  |  |  | SSR 21-22
|  | 1 | x | 1 | 0.9 | 0 | 2.13 | -1.92 | Sqm |  |  |  | SSR 21-22
| Kitchen | 1 | x | 1 | 0.8 | 0 | 2.12 | -1.7 | Sqm |  |  |  | SSR 21-22
| Parapet wall | 1 | x | 2 | 23.43 | 0 | 0.75 | 35.15 | Sqm |  |  |  | SSR 21-22
| Carridor | 1 | x | 1 | 15.2 | 0 | 0.5 | 7.6 | Sqm |  |  |  | SSR 21-22
|  | 1 | x | 1 | 5.1 | 0 | 0.325 | 1.66 | Sqm |  |  |  | SSR 21-22
|  | 1 | x | 1 | 23.8 | 0.95 | 0 | 22.61 | Sqm |  |  |  | SSR 21-22
SSR 21-22
[9 empty] | Sqm | 186.27 | SSR 21-22 | 0 | SSR 21-22
26 | Painting to new walls with 2 coats of acrylic Emulsion paint Asian or equivalent and shade over Priming coat with Cement primer water base interior Gr-1 Asian or equivalent on new plastered surface after throughly brushing the surace remove all dirt and remains of loose powdered materials including cost and conveyance of all materials to worksite and all oparational, incidental, labour charges etc complete for finished item of work as per SS 911 for external walls | [11 empty] | SSR 22-23
| Qty.p.90 to 92 of M.B.No.790/A/ZP/19 |  | 04.12.2023 | [9 empty] | SSR 22-23
| South side wall | 1 | x | 1 | 6.45 | 0 | 3.3 | 21.29 | Sqm |  |  |  | SSR 22-23
| Deduct windows | 1 | x | 2 | 1.2 | 0 | 1.2 | -2.88 | Sqm |  |  |  | SSR 22-23
| Deduct door | 1 | x | 1 | 1.05 | 0 | 2.1 | -2.21 | Sqm |  |  |  | SSR 22-23
| West side wall | 1 | x | 1 | 13.6 | 0 | 3.3 | 44.88 | Sqm |  |  |  | SSR 22-23
| Deduct windows | 1 | x | 2 | 1.2 | 0 | 1.2 | -2.88 | Sqm |  |  |  | SSR 22-23
| Deduct door | 1 | x | 1 | 1.2 | 0 | 2.1 | -2.52 | Sqm |  |  |  | SSR 22-23
| North side wall | 1 | x | 1 | 6.45 | 0 | 3.8 | 24.51 | Sqm |  |  |  | SSR 22-23
| Deduct windows | 1 | x | 1 | 1.2 | 0 | 1.2 | -1.44 | Sqm |  |  |  | SSR 22-23
| East side wall | 1 | x | 1 | 13.6 | 0 | 3.8 | 51.68 | Sqm |  |  |  | SSR 22-23
| Deduct windows | 1 | x | 3 | 1.2 | 0 | 1.2 | -4.32 | Sqm |  |  |  | SSR 22-23
| deduct ventilators | 1 | x | 6 | 0.6 | 0 | 0.3 | -1.08 | Sqm |  |  |  | SSR 22-23
| Deduct door | 1 | x | 1 | 0.73 | 0 | 2.1 | -1.53 | Sqm |  |  |  | SSR 22-23
| East side slab projection | 1 | x | 1 | 13.6 | 0.3 | 0 | 4.08 | Sqm |  |  |  | SSR 22-23
| North and south side slab projection | 1 | x | 2 | 4.75 | 0.3 | 0 | 2.85 | Sqm |  |  |  | SSR 22-23
| West side slab projection | 1 | x | 1 | 13.6 | 1.22 | 0 | 16.59 | Sqm |  |  |  | SSR 22-23
| North & south side slab projection | 1 | x | 2 | 2.85 | 1.22 | 0 | 6.95 | Sqm |  |  |  | SSR 22-23
| Beam sides | 2 | x | 9 | 1.2 | 0 | 0.3 | 6.48 | Sqm |  |  |  | SSR 22-23
| Beam sides | 1 | x | 2 | 14.85 | 0 | 0.3 | 8.91 | Sqm |  |  |  | SSR 22-23
| Beam side south & north side | 2 | x | 2 | 2.85 | 0 | 0.3 | 3.42 | Sqm |  |  |  | SSR 22-23
| Parapet wall alround | 1 | x | 2 | 44.92 | 0 | 0.75 | 67.38 | Sqm |  |  |  | SSR 22-23
| Sunshades | 2 | x | 4 | 1.52 | 0 | 0.45 | 5.47 | Sqm |  |  |  | SSR 22-23
SSR 22-23
[9 empty] | Sqm | 200.84 | SSR 22-23 | 0 | SSR 22-23
28 | Painting New Wood / iron work with Two coats of ready mixed Synthatic Enamil paint first quality of shades over primary coat of wood primary making Three coats in all given as even shade after thoroughly brushes the surface to remove all remains of loose provided materials including c/c of all materials and labour charges etc complete for finished item of work | [11 empty] | SSR 19-20
| Qty.p.19 of M.B.No.790/A/ZP/19 | [11 empty] | SSR 19-20
| Staff room windows grills | 1 | x | 4 | 1.5 | 0 | 1.35 | 8.1 | Sqm |  |  |  | SSR 19-20
| Carridor | 1 | x | 1 | 1.5 | 0 | 1.35 | 2.03 | Sqm |  |  |  | SSR 19-20
SSR 19-20
[9 empty] | Sqm | 172.75 | SSR 19-20 | 0 | SSR 19-20
28 | Painting New Wood / iron work with Two coats of ready mixed Synthatic Enamil paint first quality of shades over primary coat of wood primary making Three coats in all given as even shade after thoroughly brushes the surface to remove all remains of loose provided materials including c/c of all materials and labour charges etc complete for finished item of work | [11 empty] | SSR 20-21
| Qty.p.42 of M.B.No.790/A/ZP/19 | [11 empty] | SSR 20-21
| GF windows | 5 | x | 0.25 | 1.4 | 0 | 1.4 | 2.45 | Sqm |  |  |  | SSR 20-21
| spandana counter | 1 | x | 0.25 | 1.8 | 0 | 1.4 | 0.63 | Sqm |  |  |  | SSR 20-21
| FF Windows | 7 | x | 0.25 | 1.4 | 0 | 1.35 | 3.31 | Sqm |  |  |  | SSR 20-21
| Elevation grills | 1 | x | 0.25 | 1.2 | 0 | 1 | 0.3 | Sqm |  |  |  | SSR 20-21
| Elevation grills | 1 | x | 0.25 | 1.2 | 0 | 1.1 | 0.33 | Sqm |  |  |  | SSR 20-21
| Elevation grills | 2 | x | 0.25 | 1.2 | 0 | 1.5 | 0.9 | Sqm |  |  |  | SSR 20-21
SSR 20-21
[9 empty] | Sqm | 132.55 | SSR 20-21 | 0 | SSR 20-21
28 | Painting New Wood / iron work with Two coats of ready mixed Synthatic Enamil paint first quality of shades over primary coat of wood primary making Three coats in all given as even shade after thoroughly brushes the surface to remove all remains of loose provided materials including c/c of all materials and labour charges etc complete for finished item of work | [11 empty] | SSR 21-22
| Qty.p.19 of M.B.No.790/A/ZP/19 | [11 empty] | SSR 21-22
| Staff room windows grills | 1 | x | 4 | 1.5 | 0 | 1.35 | 8.1 | Sqm |  |  |  | SSR 21-22
| Carridor | 1 | x | 1 | 1.5 | 0 | 1.35 | 2.03 | Sqm |  |  |  | SSR 21-22
SSR 21-22
[9 empty] | Sqm | 137.6 | SSR 21-22 | 0 | SSR 21-22
27 | Painting New Wood / iron work with Two coats of ready mixed Synthatic Enamil paint first quality of shades over primary coat of wood primary making Three coats in all given as even shade after thoroughly brushes the surface to remove all remains of loose provided materials including c/c of all materials and labour charges etc complete for finished item of work | [11 empty] | SSR 22-23
| Qty.p. of M.B.No.790/A/ZP/19 | [11 empty] | SSR 22-23
| Window grills | 8 | x | 0.25 | 1.2 | 0 | 1.2 | 2.88 | Sqm |  |  |  | SSR 22-23
SSR 22-23
[9 empty] | Sqm | 149.86 | SSR 22-23 | 0 | SSR 22-23
28 | Painting, Lettering and Picturing to walls with two coats over primary coat with Emulsion paint (Like Birds, Animals, Cartoons, Numbers etc.,) to Angnwadi center building as per the instructions of Engineer - in - charge including cost and conveyance of all paints and all labour charges etc complete. | [11 empty] | SSR 19-20
| Qty.p.19 of M.B.No.790/A/ZP/19 | [11 empty] | SSR 19-20
| Staff room windows grills | 1 | x | 4 | 1.5 | 0 | 1.35 | 8.1 | Sqm |  |  |  | SSR 19-20
| Carridor | 1 | x | 1 | 1.5 | 0 | 1.35 | 2.03 | Sqm |  |  |  | SSR 19-20
SSR 19-20
[9 empty] | Sqm | 630 | SSR 19-20 | 0 | SSR 19-20
28 | Painting, Lettering and Picturing to walls with two coats over primary coat with Emulsion paint (Like Birds, Animals, Cartoons, Numbers etc.,) to Angnwadi center building as per the instructions of Engineer - in - charge including cost and conveyance of all paints and all labour charges etc complete. | [11 empty] | SSR 20-21
| Qty.p.19 of M.B.No.790/A/ZP/19 | [11 empty] | SSR 20-21
| Staff room windows grills | 1 | x | 4 | 1.5 | 0 | 1.35 | 8.1 | Sqm |  |  |  | SSR 20-21
| Carridor | 1 | x | 1 | 1.5 | 0 | 1.35 | 2.03 | Sqm |  |  |  | SSR 20-21
SSR 20-21
[9 empty] | Sqm | 630 | SSR 20-21 | 0 | SSR 20-21
28 | Painting, Lettering and Picturing to walls with two coats over primary coat with Emulsion paint (Like Birds, Animals, Cartoons, Numbers etc.,) to Angnwadi center building as per the instructions of Engineer - in - charge including cost and conveyance of all paints and all labour charges etc complete. | [11 empty] | SSR 21-22
| Qty.p.19 of M.B.No.790/A/ZP/19 | [11 empty] | SSR 21-22
| Staff room windows grills | 1 | x | 4 | 1.5 | 0 | 1.35 | 8.1 | Sqm |  |  |  | SSR 21-22
| Carridor | 1 | x | 1 | 1.5 | 0 | 1.35 | 2.03 | Sqm |  |  |  | SSR 21-22
SSR 21-22
[9 empty] | Sqm | 630 | SSR 21-22 | 0 | SSR 21-22
31 | Painting, Lettering and Picturing to walls with two coats over primary coat with Emulsion paint (Like Birds, Animals, Cartoons, Numbers etc.,) to Angnwadi center building as per the instructions of Engineer - in - charge including cost and conveyance of all paints and all labour charges etc complete. | [11 empty] | SSR 22-23
| Qty.p. of M.B.No.824/B/ZP/19 | [11 empty] | SSR 22-23
| Name board | 1 | x | 1 | 5.4 | 0 | 1 | 5.4 | Sqm |  |  |  | SSR 22-23
| Wall art | 1 | x | 1 | 30.8 | 0 | 0.3 | 9.24 | Sqm |  |  |  | SSR 22-23
SSR 22-23
[9 empty] | Sqm | 630 | SSR 22-23 | 0 | SSR 22-23
29 | Supply & applying Poly-Urethane Water Proof Polish Glossy/ Matt finish to the wood works duly cleaning the surface and applying emery paper, Sand the wood with 180 No., emery paper and then with 320 No., emery paper, clean & wipe off loose dust, applying suitable knifing paste filler / wood filler by putty knife / muslin pad, air dry for 2 - 3 hrs, sand with 180 and 320 No., emery paper, applying two component wood sealer, after the surface preparation applying one coat of approved spraying PU thinner (for spraying) / applying one coat of approved brushing PU thinner or general purpose thinner (for brushing) and apply one coat of PU by brush or spray, air-dry overnight, Sand again with 180 No. emery paper and removing dust, applying second coat of PU, air drying for 4 - 6 Hrs, Sand with 320 No emery paper, and applying (either with spray or brush) two coats of approved brand PU including cost & labour charges, emery papers, cost of thinner & PU of approved brands such as Jenson & Nicholson, Asian Paints, Berger Paints or equivalent etc., complete for finished item | [11 empty] | SSR 19-20
| Qty.p.76 of M.B.No.790/A/ZP/19 | [11 empty] | SSR 19-20
| Door frame and shutter | 1 | x | 2.25 | 1.2 | 0 | 2.1 | 5.67 | Sqm |  |  |  | SSR 19-20
SSR 19-20
[9 empty] | Sqm | 786.87 | SSR 19-20 | 0 | SSR 19-20
29 | Supply & applying Poly-Urethane Water Proof Polish Glossy/ Matt finish to the wood works duly cleaning the surface and applying emery paper, Sand the wood with 180 No., emery paper and then with 320 No., emery paper, clean & wipe off loose dust, applying suitable knifing paste filler / wood filler by putty knife / muslin pad, air dry for 2 - 3 hrs, sand with 180 and 320 No., emery paper, applying two component wood sealer, after the surface preparation applying one coat of approved spraying PU thinner (for spraying) / applying one coat of approved brushing PU thinner or general purpose thinner (for brushing) and apply one coat of PU by brush or spray, air-dry overnight, Sand again with 180 No. emery paper and removing dust, applying second coat of PU, air drying for 4 - 6 Hrs, Sand with 320 No emery paper, and applying (either with spray or brush) two coats of approved brand PU including cost & labour charges, emery papers, cost of thinner & PU of approved brands such as Jenson & Nicholson, Asian Paints, Berger Paints or equivalent etc., complete for finished item | [11 empty] | SSR 20-21
| Qty.p.76 of M.B.No.790/A/ZP/19 | [11 empty] | SSR 20-21
| Door frame and shutter | 1 | x | 2.25 | 1.2 | 0 | 2.1 | 5.67 | Sqm |  |  |  | SSR 20-21
SSR 20-21
[9 empty] | Sqm | 849.67 | SSR 20-21 | 0 | SSR 20-21
29 | Supply & applying Poly-Urethane Water Proof Polish Glossy/ Matt finish to the wood works duly cleaning the surface and applying emery paper, Sand the wood with 180 No., emery paper and then with 320 No., emery paper, clean & wipe off loose dust, applying suitable knifing paste filler / wood filler by putty knife / muslin pad, air dry for 2 - 3 hrs, sand with 180 and 320 No., emery paper, applying two component wood sealer, after the surface preparation applying one coat of approved spraying PU thinner (for spraying) / applying one coat of approved brushing PU thinner or general purpose thinner (for brushing) and apply one coat of PU by brush or spray, air-dry overnight, Sand again with 180 No. emery paper and removing dust, applying second coat of PU, air drying for 4 - 6 Hrs, Sand with 320 No emery paper, and applying (either with spray or brush) two coats of approved brand PU including cost & labour charges, emery papers, cost of thinner & PU of approved brands such as Jenson & Nicholson, Asian Paints, Berger Paints or equivalent etc., complete for finished item | [11 empty] | SSR 21-22
| Qty.p.76 of M.B.No.790/A/ZP/19 | [11 empty] | SSR 21-22
| Door frame and shutter | 1 | x | 2.25 | 1.2 | 0 | 2.1 | 5.67 | Sqm |  |  |  | SSR 21-22
SSR 21-22
[9 empty] | Sqm | 897.27 | SSR 21-22 | 0 | SSR 21-22
29 | Supply & applying Poly-Urethane Water Proof Polish Glossy/ Matt finish to the wood works duly cleaning the surface and applying emery paper, Sand the wood with 180 No., emery paper and then with 320 No., emery paper, clean & wipe off loose dust, applying suitable knifing paste filler / wood filler by putty knife / muslin pad, air dry for 2 - 3 hrs, sand with 180 and 320 No., emery paper, applying two component wood sealer, after the surface preparation applying one coat of approved spraying PU thinner (for spraying) / applying one coat of approved brushing PU thinner or general purpose thinner (for brushing) and apply one coat of PU by brush or spray, air-dry overnight, Sand again with 180 No. emery paper and removing dust, applying second coat of PU, air drying for 4 - 6 Hrs, Sand with 320 No emery paper, and applying (either with spray or brush) two coats of approved brand PU including cost & labour charges, emery papers, cost of thinner & PU of approved brands such as Jenson & Nicholson, Asian Paints, Berger Paints or equivalent etc., complete for finished item | [11 empty] | SSR 22-23
| Qty.p.76 of M.B.No.790/A/ZP/19 | [11 empty] | SSR 22-23
| Door frame and shutter | 1 | x | 2.25 | 1.2 | 0 | 2.1 | 5.67 | Sqm |  |  |  | SSR 22-23
SSR 22-23
[9 empty] | Sqm | 968.78 | SSR 22-23 | 0 | SSR 22-23
32 | Supply & fixing of Rolling shutter made of 80 x 1.25 mm machine rolled CRCA laths, interlocked together through their entire length and jointed together at the ends by endlocks, mounted on specially designed pipe shaft of 50mm dia nominal bore MS B class pipe with brackets, plates, guide channels, stoppers, bottom locking plates and arrangements for inside & outside locking with push-pull operations including cost of hood cover and springs complete, painted with one coat of approved steel primer, locks, ball bearings, all accessories etc complete for finished item of work as per special spn: 1108 | [11 empty] | SSR 19-20
| Qty.p.51 of M.B.No.790/A/ZP/19 | [11 empty] | SSR 19-20
|  | 1 | x | 1 | 2.4 | 0 | 2.1 | 5.04 | Sqm |  |  |  | SSR 19-20
SSR 19-20
[9 empty] | Sqm | 3198 | SSR 19-20 | 0 | SSR 19-20
30 | Supply & fixing of Rolling shutter made of 80 x 1.25 mm machine rolled CRCA laths, interlocked together through their entire length and jointed together at the ends by endlocks, mounted on specially designed pipe shaft of 50mm dia nominal bore MS B class pipe with brackets, plates, guide channels, stoppers, bottom locking plates and arrangements for inside & outside locking with push-pull operations including cost of hood cover and springs complete, painted with one coat of approved steel primer, locks, ball bearings, all accessories etc complete for finished item of work as per special spn: 1108 | [11 empty] | SSR 20-21
| Qty.p.43 of M.B.No.113/A/ZP/20 | [11 empty] | SSR 20-21
|  | 1 | x | 1 | 2.45 | 0 | 2.1 | 5.15 | Sqm |  |  |  | SSR 20-21
SSR 20-21
[9 empty] | Sqm | 3198 | SSR 20-21 | 0 | SSR 20-21
32 | Supply & fixing of Rolling shutter made of 80 x 1.25 mm machine rolled CRCA laths, interlocked together through their entire length and jointed together at the ends by endlocks, mounted on specially designed pipe shaft of 50mm dia nominal bore MS B class pipe with brackets, plates, guide channels, stoppers, bottom locking plates and arrangements for inside & outside locking with push-pull operations including cost of hood cover and springs complete, painted with one coat of approved steel primer, locks, ball bearings, all accessories etc complete for finished item of work as per special spn: 1108 | [11 empty] | SSR 21-22
| Qty.p.51 of M.B.No.790/A/ZP/19 | [11 empty] | SSR 21-22
|  | 1 | x | 1 | 2.4 | 0 | 2.1 | 5.04 | Sqm |  |  |  | SSR 21-22
SSR 21-22
[9 empty] | Sqm | 3500 | SSR 21-22 | 0 | SSR 21-22
28 | Supply & fixing of Rolling shutter made of 80 x 1.25 mm machine rolled CRCA laths, interlocked together through their entire length and jointed together at the ends by endlocks, mounted on specially designed pipe shaft of 50mm dia nominal bore MS B class pipe with brackets, plates, guide channels, stoppers, bottom locking plates and arrangements for inside & outside locking with push-pull operations including cost of hood cover and springs complete, painted with one coat of approved steel primer, locks, ball bearings, all accessories etc complete for finished item of work as per special spn: 1108 | [11 empty] | SSR 22-23
| Qty.p.36 of M.B.No.790/A/ZP/19 |  | 10.07.2023 | [9 empty] | SSR 22-23
|  | 1 | x | 1 | 3.15 | 2.85 | 0 | 8.98 | Sqm |  |  |  | SSR 22-23
SSR 22-23
[9 empty] | Sqm | 4025 | SSR 22-23 | 0 | SSR 22-23
33 | S&F of 1200 mm dia 2" thick Precasted cc cover for hume pipe including cost and conveyance of all material and labour charges etc., complete for septic Tank | [11 empty] | SSR 19-20
| Qty.p. of M.B.No.790/A/ZP/19 | [11 empty] | SSR 19-20
|  | 1 | x | 4 | 0 | 0 | 0 | 4 | No |  |  |  | SSR 19-20
SSR 19-20
[9 empty] | No | 666.66 | SSR 19-20 | 0 | SSR 19-20
33 | S&F of 1200 mm dia 2" thick Precasted cc cover for hume pipe including cost and conveyance of all material and labour charges etc., complete for septic Tank | [11 empty] | SSR 20-21
| Qty.p.78 of M.B.No.790/A/ZP/19 | [11 empty] | SSR 20-21
|  | 1 | x | 8 | 0 | 0 | 0 | 8 | No |  |  |  | SSR 20-21
SSR 20-21
[9 empty] | No | 666.66 | SSR 20-21 | 0 | SSR 20-21
33 | S&F of 1200 mm dia 2" thick Precasted cc cover for hume pipe including cost and conveyance of all material and labour charges etc., complete for septic Tank | [11 empty] | SSR 21-22
| Qty.p. of M.B.No.790/A/ZP/19 | [11 empty] | SSR 21-22
|  | 1 | x | 8 | 0 | 0 | 0 | 8 | No |  |  |  | SSR 21-22
SSR 21-22
[9 empty] | No | 733.33 | SSR 21-22 | 0 | SSR 21-22
28 | S&F of 1200 mm dia 2" thick Precasted cc cover for hume pipe including cost and conveyance of all material and labour charges etc., complete for septic Tank | [11 empty] | SSR 22-23
| Qty.p. of M.B.No.790/A/ZP/19 | [11 empty] | SSR 22-23
|  | 1 | x | 4 | 0 | 0 | 0 | 4 | No |  |  |  | SSR 22-23
SSR 22-23
[9 empty] | No | 808 | SSR 22-23 | 0 | SSR 22-23
32 | S&F of 36" dia(0.90Mts) 2" thick Precasted rcc hume rings including cost and conveyance of all material and labour charges etc., complete for septic Tank | [11 empty] | SSR 19-20
| Qty.p.78 of M.B.No.790/A/ZP/19 | [11 empty] | SSR 19-20
|  | 1 | x | 1 | 0 | 0 | 0 | 1 | No |  |  |  | SSR 19-20
SSR 19-20
[9 empty] | No | 500 | SSR 19-20 | 0 | SSR 19-20
32 | S&F of 36" dia(0.90Mts) 2" thick Precasted rcc hume rings including cost and conveyance of all material and labour charges etc., complete for septic Tank | [11 empty] | SSR 20-21
| Qty.p.78 of M.B.No.790/A/ZP/19 | [11 empty] | SSR 20-21
|  | 1 | x | 1 | 0 | 0 | 0 | 1 | No |  |  |  | SSR 20-21
SSR 20-21
[9 empty] | No | 500 | SSR 20-21 | 0 | SSR 20-21
32 | S&F of 36" dia(0.90Mts) 2" thick Precasted rcc hume rings including cost and conveyance of all material and labour charges etc., complete for septic Tank | [11 empty] | SSR 21-22
| Qty.p.78 of M.B.No.790/A/ZP/19 | [11 empty] | SSR 21-22
|  | 1 | x | 1 | 0 | 0 | 0 | 1 | No |  |  |  | SSR 21-22
SSR 21-22
[9 empty] | No | 550 | SSR 21-22 | 0 | SSR 21-22
32 | S&F of 36" dia(0.90Mts) 2" thick Precasted rcc hume rings including cost and conveyance of all material and labour charges etc., complete for septic Tank | [11 empty] | SSR 22-23
| Qty.p.78 of M.B.No.790/A/ZP/19 | [11 empty] | SSR 22-23
|  | 1 | x | 1 | 0 | 0 | 0 | 1 | No |  |  |  | SSR 22-23
SSR 22-23
[9 empty] | No | 606 | SSR 22-23 | 0 | SSR 22-23
33 | S&F of 1200 & 900 mm dia 2" thick Precasted cc cover for hume pipe including cost and conveyance of all material and labour charges etc., complete for septic Tank | [11 empty] | SSR 19-20
| Qty.p.78 of M.B.No.790/A/ZP/19 | [11 empty] | SSR 19-20
|  | 1 | x | 1 | 0 | 0 | 0 | 1 | No |  |  |  | SSR 19-20
SSR 19-20
[9 empty] | No | 130 | SSR 19-20 | 0 | SSR 19-20
33 | S&F of 1200 & 900 mm dia 2" thick Precasted cc cover for hume pipe including cost and conveyance of all material and labour charges etc., complete for septic Tank | [11 empty] | SSR 20-21
| Qty.p.78 of M.B.No.790/A/ZP/19 | [11 empty] | SSR 20-21
|  | 1 | x | 1 | 0 | 0 | 0 | 1 | No |  |  |  | SSR 20-21
SSR 20-21
[9 empty] | No | 130 | SSR 20-21 | 0 | SSR 20-21
33 | S&F of 1200 & 900 mm dia 2" thick Precasted cc cover for hume pipe including cost and conveyance of all material and labour charges etc., complete for septic Tank | [11 empty] | SSR 21-22
| Qty.p.78 of M.B.No.790/A/ZP/19 | [11 empty] | SSR 21-22
|  | 1 | x | 1 | 0 | 0 | 0 | 1 | No |  |  |  | SSR 21-22
SSR 21-22
[9 empty] | No | 143 | SSR 21-22 | 0 | SSR 21-22
29 | S&F of 1200 & 900 mm dia 2" thick Precasted cc cover for hume pipe including cost and conveyance of all material and labour charges etc., complete for septic Tank | [11 empty] | SSR 22-23
| Qty.p. of M.B.No.790/A/ZP/19 | [11 empty] | SSR 22-23
|  | 1 | x | 1 | 0 | 0 | 0 | 1 | No |  |  |  | SSR 22-23
SSR 22-23
[9 empty] | No | 157 | SSR 22-23 | 0 | SSR 22-23
28 | Supplying, fitting & placing HYSD bar reinforcement in foundation complete including labour charges for cutting, bending to required sizes and shapes, placing in position and tying with binding wire, forming grills for reinforcement work including c/c of steel bars below 36mm dia including overlaps and wastage, where they are not welded | [11 empty] | SSR 19-20
| Qty.p.3 to 5 of M.B.No.1198/B/ZP/18 | Footings |  |  |  | 04.02.2021 |  | 1559.75 | Kgs |  |  |  | SSR 19-20
| Qty.p.16 to 20 of M.B.No.1198/B/ZP/18 | Plinth Beam |  |  |  | 15.03.2021 |  | 665.23 | Kgs |  |  |  | SSR 19-20
| Qty.p.4 to 15 of M.B.No.604/B/ZP/20 | beam and slab |  |  |  | 09.06.2021 |  | 1810.9 | Kgs |  |  |  | SSR 19-20
| Qty.p.25 & 26 of M.B.No.604/B/ZP/20 | Lintels |  |  |  | 03.07.2022 |  | 218.01 | Kgs |  |  |  | SSR 19-20
SSR 19-20
[8 empty] | 4253.89 | Kgs |  |  |  | SSR 19-20
[7 empty] | Or | 4.25 | MT | 62198.5 | SSR 19-20 | 264344 | SSR 19-20
35 | Supplying, fitting & placing HYSD bar reinforcement in foundation complete including labour charges for cutting, bending to required sizes and shapes, placing in position and tying with binding wire, forming grills for reinforcement work including c/c of steel bars below 36mm dia including overlaps and wastage, where they are not welded | [11 empty] | SSR 20-21
| Qty.p.33 to 44 of M.B.No.1269/B/ZP/18 | Beam and slab |  |  |  | 11.05.2021 |  | 1805.23 | Kgs |  |  |  | SSR 19-20
| Qty.p.2 to 4 of M.B.No.478/A/ZP/20 | Lintels |  |  |  | 07.06.2021 |  | 258.09 | Kgs |  |  |  | SSR 20-21
SSR 20-21
[8 empty] | 2063.32 | Kgs |  |  |  | SSR 20-21
[7 empty] | Or |  | MT | 62385 | SSR 20-21 | 0 | SSR 20-21
31 | Supplying, fitting & placing HYSD bar reinforcement in foundation complete including labour charges for cutting, bending to required sizes and shapes, placing in position and tying with binding wire, forming grills for reinforcement work including c/c of steel bars below 36mm dia including overlaps and wastage, where they are not welded | [11 empty] | SSR 21-22
| Qty.p.11 of M.B.No.790/A/ZP/19 | Beam and slab | [5 empty] | 2595.52 | Kgs |  |  |  | SSR 21-22
SSR 21-22
[9 empty] | Kgs |  |  |  | SSR 21-22
[7 empty] | Or | 0 | MT | 79809.5 | SSR 21-22 | 0 | SSR 21-22
22 | Supplying, fitting & placing HYSD bar reinforcement in foundation complete including labour charges for cutting, bending to required sizes and shapes, placing in position and tying with binding wire, forming grills for reinforcement work including c/c of steel bars below 36mm dia including overlaps and wastage, where they are not welded | [11 empty] | SSR 22-23
| Qty.p.52 of M.B.No.790/A/ZP/19 | Sill level concrete |  |  |  | 06.09.2023 |  | 85.9 | Kgs |  |  |  | SSR 22-23
| Qty.p.63 of M.B.No.790/A/ZP/19 | Lintels | [5 empty] | 223.68 | Kgs |  |  |  | SSR 22-23
SSR 22-23
[8 empty] | 309.58 | Kgs |  |  |  | SSR 22-23
[7 empty] | Or |  | MT | 92466 | SSR 22-23 | 0 | SSR 22-23
DOORS, WINDOWS, GRILLS
1 | Supplying and fixing of Door of size 1.20X2.10M with two panels of frames made with teak wood and Shutter made with medium Teak wood including MS Z hold fasts , Alluminium tower bolts, handle and butt hinges with all furniture fittings including c/c of all materials and furniture fittings etc complete as per specification (APSS No 1001 & 1002) Door Frame with Shutters | [11 empty] | SSR 19-20
| Qty.p.55 of M.B.No.478/A/ZP/19 | [11 empty] | SSR 19-20
| Ground floor | 1 | x | 1 | 0 | 0 | 0 | 1 | No |  |  |  | SSR 19-20
SSR 19-20
[9 empty] | No | 20396.34 | SSR 19-20 | 0 | SSR 19-20
2 | Supplying and fixing of Door of size 1.20X2.10M with single panels of frames made with teak wood and Shutter made with flush door shutters including MS Z hold fasts , Alluminium tower bolts, handle and butt hinges with all furniture fittings including c/c of all materials and furniture fittings etc complete as per specification (APSS No 1001 & 1002) Door Frame with Shutters | [11 empty] | SSR 19-20
| Qty.p.54 of M.B.No.299/A/ZP/19 | [11 empty] | SSR 19-20
|  | 1 | x | 3 | 0 | 0 | 0 | 3 | No |  |  |  | SSR 19-20
SSR 19-20
[9 empty] | No | 10891.57 | SSR 19-20 | 0 | SSR 19-20
3 | Supplying and fixing of Door of size 1.20X2.10M with single panels of frames made with sal wood and Shutter made with flush door shutters including MS Z hold fasts , Alluminium tower bolts, handle and butt hinges with all furniture fittings including c/c of all materials and furniture fittings etc complete as per specification (APSS No 1001 & 1002) Door Frame with Shutters | [11 empty] | SSR 19-20
| Qty.p.55 of M.B.No.299/A/ZP/19 | [11 empty] | SSR 19-20
|  | 1 | x | 1 | 0 | 0 | 0 | 1 | No |  |  |  | SSR 19-20
SSR 19-20
[9 empty] | No | 9855.78 | SSR 19-20 | 0 | SSR 19-20
2 | Supplying and fixing of Door of size 0.90X2.10M with single panels of frames made with teak wood and Shutter made with medium Teak wood including MS Z hold fasts , Alluminium tower bolts, handle and butt hinges with all furniture fittings including c/c of all materials and furniture fittings etc complete as per specification (APSS No 1001 & 1002) Door Frame with Shutters | [11 empty] | SSR 19-20
| Qty.p.55 of M.B.No.478/A/ZP/19 | [11 empty] | SSR 19-20
| Head room | 1 | x | 1 | 0 | 0 | 0 | 1 | No |  |  |  | SSR 19-20
SSR 19-20
[9 empty] | No | 14099.53 | SSR 19-20 | 0 | SSR 19-20
3 | Supplying and fixing of Door of size 0.80X2.10M with single panels of frames made with teak wood and Shutter made with medium Teak wood including MS Z hold fasts , Alluminium tower bolts, handle and butt hinges with all furniture fittings including c/c of all materials and furniture fittings etc complete as per specification (APSS No 1001 & 1002) Door Frame with Shutters | [11 empty] | SSR 19-20
| Qty.p.56 of M.B.No.478/A/ZP/19 | [11 empty] | SSR 19-20
|  | 1 | x | 1 | 0 | 0 | 0 | 1 | No |  |  |  | SSR 19-20
SSR 19-20
[9 empty] | No | 13359.1 | SSR 19-20 | 0 | SSR 19-20
3 | Supplying and fixing of Door of size 0.90X2.10M with single panels of frames made with teak wood and Shutter made with Flush door shutters including MS Z hold fasts , Alluminium tower bolts, handle and butt hinges with all furniture fittings including c/c of all materials and furniture fittings etc complete as per specification (APSS No 1001 & 1002) Door Frame with Shutters | [11 empty] | SSR 19-20
| Qty.p. of M.B.No. | [11 empty] | SSR 19-20
| GF & FF | 1 | x | 5 | 0 | 0 | 0 | 5 | No |  |  |  | SSR 19-20
SSR 19-20
[9 empty] | No | 8905.99 | SSR 19-20 | 0 | SSR 19-20
3 | Supplying and fixing of Door of size 0.80X2.10M with single panels of frames made with sal wood and Shutter made with sal wood including MS Z hold fasts , Alluminium tower bolts, handle and butt hinges with all furniture fittings including c/c of all materials and furniture fittings etc complete as per specification (APSS No 1001 & 1002) Door Frame with Shutters | [11 empty] | SSR 19-20
| Qty.p.72 of M.B.No.299/A/ZP/19 | [11 empty] | SSR 19-20
| Ground floor | 1 | x | 1 | 0 | 0 | 0 | 1 | No |  |  |  | SSR 19-20
SSR 19-20
[9 empty] | No | 6334.76 | SSR 19-20 | 0 | SSR 19-20
40 | Supplying and fixing of Door of size 1.05X2.10M with single panels of frames made with teak wood and Shutter made with medium Teak wood including MS Z hold fasts , Alluminium tower bolts, handle and butt hinges with all furniture fittings including c/c of all materials and furniture fittings etc complete as per specification (APSS No 1001 & 1002) Door Frame with Shutters | [11 empty] | SSR 19-20
| Qty.p.60 of M.B.No.299/A/ZP/19 | [11 empty] | SSR 19-20
| Ground floor | 2 | x | 1 | 0 | 0 | 0 | 2 | No |  |  |  | SSR 19-20
| Qty.p.66 of M.B.No.299/A/ZP/19 | [11 empty] | SSR 19-20
| First floor | 3 | x | 1 | 0 | 0 | 0 | 3 | No |  |  |  | SSR 19-20
SSR 19-20
[9 empty] | No | 15555.64 | SSR 19-20 | 0 | SSR 19-20
4 | Supplying and fixing of Door of size 1.05X2.10M with single panels of frames made with teak wood and Shutter made with Flush door shutters including MS Z hold fasts , Alluminium tower bolts, handle and butt hinges with all furniture fittings including c/c of all materials and furniture fittings etc complete as per specification (APSS No 1001 & 1002) Door Frame with Shutters | [11 empty] | SSR 19-20
| Qty.p.54 of M.B.No.299/A/ZP/19 | [11 empty] | SSR 19-20
| Ground floor | 1 | x | 2 | 0 | 0 | 0 | 2 | No |  |  |  | SSR 19-20
| Qty.p.54 of M.B.No.299/A/ZP/19 | [11 empty] | SSR 19-20
| First floor | 1 | x | 3 | 0 | 0 | 0 | 3 | No |  |  |  | SSR 19-20
SSR 19-20
[9 empty] | No | 9631.65 | SSR 19-20 | 0 | SSR 19-20
5 | Supply and fixing of Wood Polymer Composite(WPC) Door Frame section of 63.5x100 MM .The two Vertical members are to be joined together with the horizontal member using 8x75 MM long MS Star full thread screws to be used with reverse forward speed control hand drilling machine. The ready/assembled door frame is fixed to the wall using hold fast or bolt fasteners. A minimum of 4 No.s of screws to be provided for each vertical member & minimum 2no.s for horizontal member, and fixing 28 -30 MM thick solid Wood Polymer Composite (WPC) double extruded door shutter with 3MM top and bottom rigid layer with an overall density of 750kg/Cum. It will be fixed to the frame using 3 inch /4 inch hinges. A minimum of 4 hinges will be required for fixing the door with the frame 1200 x 2130mm | [11 empty] | SSR 19-20
| Qty.p. of M.B.No. | [11 empty] | SSR 19-20
| tiolet doors | 1 | x | 3 | 0.72 | 0 | 1.99 | 4.3 | Sqm |  |  |  | SSR 19-20 | 2
SSR 19-20
[9 empty] | Sqm | 6011.2 | SSR 19-20 | 0 | SSR 19-20
2 | Supply and fixing of Wood Polymer Composite(WPC) Door Frame section of 63.5x100 MM .The two Vertical members are to be joined together with the horizontal member using 8x75 MM long MS Star full thread screws to be used with reverse forward speed control hand drilling machine. The ready/assembled door frame is fixed to the wall using hold fast or bolt fasteners. A minimum of 4 No.s of screws to be provided for each vertical member & minimum 2no.s for horizontal member, and fixing 28 -30 MM thick solid Wood Polymer Composite (WPC) double extruded door shutter with 3MM top and bottom rigid layer with an overall density of 750kg/Cum. It will be fixed to the frame using 3 inch /4 inch hinges. A minimum of 4 hinges will be required for fixing the door with the frame 1200 x 2130mm | [11 empty] | SSR 19-20
| Qty.p. 28 of M.B.No.299/A/ZP/19 | [11 empty] | SSR 19-20
|  | 1 | x | 2 | 1.01 | 0 | 2.09 | 4.22 | Sqm |  |  |  | SSR 19-20 | 2
|  | 1 | x | 2 | 1.02 | 0 | 2.02 | 4.12 | Sqm |  |  |  | SSR 19-20 | 2
|  | 1 | x | 1 | 1 | 0 | 2.02 | 2.02 | Sqm |  |  |  | SSR 19-20 | 2
SSR 19-20
[9 empty] | Sqm | 5617.52 | SSR 19-20 | 0 | SSR 19-20
5 | Providing and fixing factory made uPVC white colour sliding glazed windowupto 1.50 m in height dimension comprising of uPVC multi-chamberedframe with in-built roller track and sash extruded profiles duly reinforcedwith 1.60 ± 0.2 mm thick galvanized mild steel section made from rollforming process of required length (shape & size according to uPVCprofile), appropriate dimension of uPVC extruded glazing beads anduPVC extruded interlocks, EPDM gasket, wool pile, zinc alloy (whitepowder coated) touch locks withhook, zinc alloy body with single nylonrollers (weight bearing capacity to be 40 kg), G.I fasteners 100 x 8 mmsize for fixing frame to finished wall and necessary stainless steel screwsetc. Profile of frame & sash shall be mitred cut and fusion welded at allcorners, including drilling of holes for fixing hardware's and drainage ofwater etc. After fixing frame the gap between frame and adjacent finishedwall shall be filled with weather proof silicon sealent over backer rod ofrequired size and of approved quality, all complete as per approved drawing& direction of Engineer-in-Charge | [11 empty] | SSR 19-20
| Qty.p.58 of M.B.No.478/A/ZP/19 | [11 empty] | SSR 19-20
|  | 1 | x | 8 | 1.2 | 0 | 1.2 | 11.52 | Sqm |  |  |  | SSR 19-20
SSR 19-20
[9 empty] | Sqm | 8058 | SSR 19-20 | 0 | SSR 19-20
6 | Qty.p.53 of M.B.No.299/A/ZP/19 | two tracks | [10 empty] | SSR 19-20
|  | 1 | x | 2 | 1.5 | 0 | 1.35 | 4.05 | Sqm |  |  |  | SSR 19-20
SSR 19-20
[9 empty] | Sqm | 6038 | SSR 19-20 | 0 | SSR 19-20
3 | Qty.p. 31 of M.B.No.299/A/ZP/19 | ( Single Tracks) | [10 empty] | SSR 19-20
|  | 1 | x | 1 | 1.51 | 0 | 1.2 | 1.81 | Sqm |  |  |  | SSR 19-20 | 1
SSR 19-20
[9 empty] | Sqm | 5830 | SSR 19-20 | 0 | SSR 19-20
6 | supply and fixing of Single fixed Louvers Ventilator including cost and labour charges etc., complete | [11 empty] | SSR 19-20
| Qty.P.No. 72 of M.B.No.299/A/ZP/19 | [11 empty] | SSR 19-20
|  | 1 | x | 1 | 1.2 | 0 | 0.3 | 0.36 | Sqm |  |  |  | SSR 19-20
SSR 19-20
[9 empty] | Sqm | 3797 | SSR 19-20 | 0 | SSR 19-20
6 | Supplying and fixing of ventilator of size 0.60 x 0.45 Mts including fixing of 8mm dia roads and 4mm plain glass including all labour charges etc., complete | [11 empty] | SSR 19-20
| Qty.P.No. 72 of M.B.No.299/A/ZP/19 | [11 empty] | SSR 19-20
|  | 1 | x | 16 | 0 | 0 | 0 | 16 | No |  |  |  | SSR 19-20
SSR 19-20
[9 empty] | No | 494.94 | SSR 19-20 | 0 | SSR 19-20
4 | S&F of Cement Jolleys 50mm thick | [11 empty] | SSR 19-20
| Qty.p. 32 of M.B.No.299/A/ZP/19 | [11 empty] | SSR 19-20
|  | 1 | x | 19 | 0.6 | 0 | 0.3 | 3.42 | Sqm |  |  |  | SSR 19-20
SSR 19-20
[9 empty] | Sqm | 513.1 | SSR 19-20 | 0 | SSR 19-20
29 | Supplying & fixing of Iron Doors and Windows Grills including labour charges for fabricating steel including cost of welding rods, power charges & fixing the grill in position etc complete | [11 empty] | SSR 19-20
| Qty.p.38 of M.B.No.604/B/ZP/20 |  | 02.08.2022 | [9 empty] | SSR 19-20
| For windows | 1 | x | 8 | 40 | 0 | 0 | 320 | Kgs |  |  |  | SSR 19-20
SSR 19-20
[8 empty] | 320 | Kg | 84.01 | SSR 19-20 | 26883 | SSR 19-20
7 | Supply and fixing of ornamental grill made of 25mm x 10mm MS flats for fixing in fan light portion and side fixed panels for door cum window as per the approved drawing including cutting the flat to required length, welding, painting with red oxide single coat including cost and conveyance of all materials, labour charges etc., complete for finished otem of work. | [11 empty] | SSR 19-20
| Qty.p.5 of M.B.No.299/A/ZP/19 | [11 empty] | SSR 19-20
| windows grills | 1 | x | 11 | 1.5 | 0 | 1.35 | 22.28 | Sqm |  |  |  | SSR 19-20
|  | 1 | x | 1 | 1.59 | 0 | 1.35 | 2.15 | Sqm |  |  |  | SSR 19-20
|  | 1 | x | 2 | 1.5 | 0 | 1.35 | 4.05 | Sqm |  |  |  | SSR 19-20
SSR 19-20
[9 empty] | Sqm | 2353.58 | SSR 19-20 | 0 | SSR 19-20
51 | Supplying & fixing of MS tubes of any design including labour charges for fabricating steel including cost of welding rods, power charges & fixing the grill in position etc complete | [11 empty] | SSR 19-20
| Qty.P.No. 99 of M.B.No.299/A/ZP/19 | [11 empty] | SSR 19-20
| Staircase ventilators | 1 | x | 1 | 58.6 | 0 | 0 | 58.6 | Kgs |  |  |  | SSR 19-20
SSR 19-20
[9 empty] | Kgs | 106.5 | SSR 19-20 | 0 | SSR 19-20
8 | Supplying and fixing of stainless steel (grade 304) hand railing as per approved drawing with top rail of 50mm dia pipe and 2mm thick medium class and vertical posts of 25mm dia and 1.6mm thick medium class 1 No for each step fixed with base plate of 75mm dia using bonding agent and anchor fastner and welding, drilling of 25mm dia holes with pneumatic compressor for fixing railing, buffing, polishing all members of the railing thouroughly , lacquer finishing to present seamless finish including cost and conveyance of all materials, electrodes, welding charges, cost of all consumables, labour charges , overheads & contractors profit etc., complete for finished item of work. | [11 empty] | SSR 19-20
| Qty.p.11 of M.B.No.299/A/ZP/19 | [11 empty] | SSR 19-20
|  | 1 | x | 1 | 19.53 | 0 | 0.8 | 15.62 | Sqm |  |  |  | SSR 19-20
SSR 19-20
[9 empty] | Sqm | 2839.34 | SSR 19-20 | 0 | SSR 19-20
4 | Supplying and fixing of stainless steel (grade 304) railing for ramp as per approved drawing with top rail of 50mm dia pipe and 2mm thick medium class fixed in to wall with 25mm dia pipe of 0.30m length @ 1m centre to centre and welding, buffing, polishing all members of the railing thouroughly , lacquer finishing to present seamless finish including cost and conveyance of all materials, electrodes, welding charges, cost of all consumables, labour charges , overheads & contractors profit etc., complete for finished item of work. | [11 empty] | SSR 19-20
| Qty.p.22 of M.B.No.299/A/ZP/19 | [11 empty] | SSR 19-20
| Verandah | 1 | x | 1 | 3.3 | 0 | 0.87 | 2.87 | Sqm |  |  |  | SSR 19-20
|  | 1 | x | 1 | 1 | 0 | 0.87 | 0.87 | Sqm |  |  |  | SSR 19-20
| Ramp | 1 | x | 1 | 1.45 | 0 | 0.87 | 1.26 | Sqm |  |  |  | SSR 19-20
|  | 1 | x | 1 | 2.57 | 0 | 0.87 | 2.24 | Sqm |  |  |  | SSR 19-20
SSR 19-20
[9 empty] | Sqm | 1258.89 | SSR 19-20 | 0 | SSR 19-20
4 | Supplying & fixing of Stainless Steel Tubes using stainless steel welding rods including buffing, polishing, lacquer finishing, to present seamless finish | [11 empty] | SSR 19-20
| Qty.p.22 of M.B.No.299/A/ZP/19 | [11 empty] | SSR 19-20
|  | 1 | x | 1 | 0.5 | 0 | 0 | 0.5 | Kg |  |  |  | SSR 19-20
SSR 19-20
[9 empty] | Kg | 470.28 | SSR 19-20 | 0 | SSR 19-20
7 | Full Rounding the edges of Granite stone slabs of all thicknesses including polishing the same. | [11 empty] | SSR 19-20
| Qty.p. of M.B.No. | [11 empty] | SSR 19-20
| Staircase 1st flight | 1 | x | 11 | 1.25 | 0 | 0 | 13.75 | Rm |  |  |  | SSR 19-20
| Staircase 2nd flight | 1 | x | 11 | 1.25 | 0 | 0 | 13.75 | Rm |  |  |  | SSR 19-20
| First floor | [11 empty] | SSR 19-20
| Staircase 1st flight | 1 | x | 7 | 1.25 | 0 | 0 | 8.75 | Rm |  |  |  | SSR 19-20
SSR 19-20
[9 empty] | Rm | 412 | SSR 19-20 | 0 | SSR 19-20
| As per SSR 2020-21 | [11 empty] | SSR 20-21
1 | Supplying and fixing of Door of size 1.20X2.10M with two panels of frames made with teak wood and Shutter made with medium Teak wood including MS Z hold fasts , Alluminium tower bolts, handle and butt hinges with all furniture fittings including c/c of all materials and furniture fittings etc complete as per specification (APSS No 1001 & 1002) Door Frame with Shutters | [11 empty] | SSR 20-21
| Qty.p.42 of M.B.No.558/B/ZP/20 | Frame and shutter | [10 empty] | SSR 20-21
| Ground floor | 1 | x | 1 | 0 | 0 | 0 | 1 | No |  |  |  | SSR 20-21
SSR 20-21
[9 empty] | No | 20396.34 | SSR 20-21 | 0 | SSR 20-21
2 | Supplying and fixing of Door of size 1.20X2.10M with single panels of frames made with teak wood including c/c of all materials and furniture fittings etc complete as per specification (APSS No 1001 & 1002) Door Frames only | [11 empty] | SSR 20-21
| Qty.p.43 of M.B.No.558/B/ZP/20 | Frame | [10 empty] | SSR 20-21
|  | 1 | x | 3 | 0 | 0 | 0 | 3 | No |  |  |  | SSR 20-21
SSR 20-21
[9 empty] | No | 4180.61 | SSR 20-21 | 0 | SSR 20-21
3 | Supplying and fixing of Door of size 1.20X2.10M with single panels of frames made with sal wood and Shutter made with flush door shutters including MS Z hold fasts , Alluminium tower bolts, handle and butt hinges with all furniture fittings including c/c of all materials and furniture fittings etc complete as per specification (APSS No 1001 & 1002) Door Frame with Shutters | [11 empty] | SSR 20-21
| Qty.p.55 of M.B.No.108/A/ZP/20 | [11 empty] | SSR 20-21
|  | 1 | x | 1 | 0 | 0 | 0 | 1 | No |  |  |  | SSR 20-21
SSR 20-21
[9 empty] | No | 9855.78 | SSR 20-21 | 0 | SSR 20-21
2 | Supplying and fixing of Door of size 0.90X2.10M with single panels of frames made with teak wood and Shutter made with medium Teak wood including MS Z hold fasts , Alluminium tower bolts, handle and butt hinges with all furniture fittings including c/c of all materials and furniture fittings etc complete as per specification (APSS No 1001 & 1002) Door Frame with Shutters | [11 empty] | SSR 20-21
| Qty.p.61 of M.B.No.299/A/ZP/19 | [11 empty] | SSR 20-21
| Ground floor | 1 | x | 1 | 0 | 0 | 0 | 1 | No |  |  |  | SSR 20-21
SSR 20-21
[9 empty] | No | 14099.53 | SSR 20-21 | 0 | SSR 20-21
3 | Supplying and fixing of Door of size 0.80X2.10M with single panels of frames made with teak wood and Shutter made with medium Teak wood including MS Z hold fasts , Alluminium tower bolts, handle and butt hinges with all furniture fittings including c/c of all materials and furniture fittings etc complete as per specification (APSS No 1001 & 1002) Door Frame with Shutters | [11 empty] | SSR 20-21
| Qty.p.62 of M.B.No.299/A/ZP/19 | [11 empty] | SSR 20-21
| Ground floor | 1 | x | 1 | 0 | 0 | 0 | 1 | No |  |  |  | SSR 20-21
SSR 20-21
[9 empty] | No | 13359.1 | SSR 20-21 | 0 | SSR 20-21
3 | Supplying and fixing of Door of size 0.90X2.10M with single panels of frames made with teak wood and Shutter made with Flush door shutters including MS Z hold fasts , Alluminium tower bolts, handle and butt hinges with all furniture fittings including c/c of all materials and furniture fittings etc complete as per specification (APSS No 1001 & 1002) Door Frame with Shutters | [11 empty] | SSR 20-21
| Qty.p. of M.B.No. | [11 empty] | SSR 20-21
| GF & FF | 1 | x | 5 | 0 | 0 | 0 | 5 | No |  |  |  | SSR 20-21
SSR 20-21
[9 empty] | No | 8905.99 | SSR 20-21 | 0 | SSR 20-21
3 | Supplying and fixing of Door of size 0.80X2.10M with single panels of frames made with sal wood and Shutter made with sal wood including MS Z hold fasts , Alluminium tower bolts, handle and butt hinges with all furniture fittings including c/c of all materials and furniture fittings etc complete as per specification (APSS No 1001 & 1002) Door Frame with Shutters | [11 empty] | SSR 20-21
| Qty.p.72 of M.B.No.299/A/ZP/19 | [11 empty] | SSR 20-21
| Ground floor | 1 | x | 1 | 0 | 0 | 0 | 1 | No |  |  |  | SSR 20-21
SSR 20-21
[9 empty] | No | 6334.76 | SSR 20-21 | 0 | SSR 20-21
40 | Supplying and fixing of Door of size 1.05X2.10M with single panels of frames made with teak wood and Shutter made with medium Teak wood including MS Z hold fasts , Alluminium tower bolts, handle and butt hinges with all furniture fittings including c/c of all materials and furniture fittings etc complete as per specification (APSS No 1001 & 1002) Door Frame with Shutters | [11 empty] | SSR 20-21
| Qty.p.43 of M.B.No.113/A/ZP/20 | Frame | [10 empty] | SSR 20-21
|  | 1 | x | 1 | 0 | 0 | 0 | 1 | No |  |  |  | SSR 20-21
|  | 1 | x | 1 | 0 | 0 | 0 | 1 | No |  |  |  | SSR 20-21
| Qty.p.43 of M.B.No.113/A/ZP/20 | Frame | [10 empty] | SSR 20-21
|  | 1 | x | 3 | 0 | 0 | 0 | 3 | No |  |  |  | SSR 20-21
SSR 20-21
[9 empty] | No | 15555.64 | SSR 20-21 | 0 | SSR 20-21
3 | Supplying and fixing of Door of size 1.05X2.10M with single panels of frames made with teak wood including c/c of all materials and furniture fittings etc complete as per specification (APSS No 1001 & 1002) Door Frames only | [11 empty] | SSR 20-21
| Qty.p.43 of M.B.No.558/B/ZP/20 | Frame | [10 empty] | SSR 20-21
|  | 1 | x | 1 | 0 | 0 | 0 | 1 | No |  |  |  | SSR 20-21
|  | 1 | x | 1 | 0 | 0 | 0 | 1 | No |  |  |  | SSR 20-21
| Qty.p.43 of M.B.No.558/B/ZP/20 | Frame | [10 empty] | SSR 20-21
|  | 1 | x | 3 | 0 | 0 | 0 | 3 | No |  |  |  | SSR 20-21
SSR 20-21
[9 empty] | No | 4472.53 | SSR 20-21 | 0 | SSR 20-21
5 | Supply and fixing of Wood Polymer Composite(WPC) Door Frame section of 63.5x100 MM .The two Vertical members are to be joined together with the horizontal member using 8x75 MM long MS Star full thread screws to be used with reverse forward speed control hand drilling machine. The ready/assembled door frame is fixed to the wall using hold fast or bolt fasteners. A minimum of 4 No.s of screws to be provided for each vertical member & minimum 2no.s for horizontal member, and fixing 28 -30 MM thick solid Wood Polymer Composite (WPC) double extruded door shutter with 3MM top and bottom rigid layer with an overall density of 750kg/Cum. It will be fixed to the frame using 3 inch /4 inch hinges. A minimum of 4 hinges will be required for fixing the door with the frame 1200 x 2130mm | [11 empty] | SSR 20-21
| Qty.p. of M.B.No. | [11 empty] | SSR 20-21
| tiolet doors | 1 | x | 3 | 0.72 | 0 | 1.99 | 4.3 | Sqm |  |  |  | SSR 20-21 | 2
SSR 20-21
[9 empty] | Sqm | 6011.2 | SSR 20-21 | 0 | SSR 20-21
2 | Supply and fixing of Wood Polymer Composite(WPC) Door Frame section of 63.5x100 MM .The two Vertical members are to be joined together with the horizontal member using 8x75 MM long MS Star full thread screws to be used with reverse forward speed control hand drilling machine. The ready/assembled door frame is fixed to the wall using hold fast or bolt fasteners. A minimum of 4 No.s of screws to be provided for each vertical member & minimum 2no.s for horizontal member, and fixing 28 -30 MM thick solid Wood Polymer Composite (WPC) double extruded door shutter with 3MM top and bottom rigid layer with an overall density of 750kg/Cum. It will be fixed to the frame using 3 inch /4 inch hinges. A minimum of 4 hinges will be required for fixing the door with the frame 1200 x 2130mm | [11 empty] | SSR 20-21
| Qty.p. 28 of M.B.No.299/A/ZP/19 | [11 empty] | SSR 20-21
|  | 1 | x | 2 | 1.01 | 0 | 2.09 | 4.22 | Sqm |  |  |  | SSR 20-21 | 2
|  | 1 | x | 2 | 1.02 | 0 | 2.02 | 4.12 | Sqm |  |  |  | SSR 20-21 | 2
|  | 1 | x | 1 | 1 | 0 | 2.02 | 2.02 | Sqm |  |  |  | SSR 20-21 | 2
SSR 20-21
[9 empty] | Sqm | 5617.52 | SSR 20-21 | 0 | SSR 20-21
5 | Providing and fixing factory made uPVC white colour sliding glazed windowupto 1.50 m in height dimension comprising of uPVC multi-chamberedframe with in-built roller track and sash extruded profiles duly reinforcedwith 1.60 ± 0.2 mm thick galvanized mild steel section made from rollforming process of required length (shape & size according to uPVCprofile), appropriate dimension of uPVC extruded glazing beads anduPVC extruded interlocks, EPDM gasket, wool pile, zinc alloy (whitepowder coated) touch locks withhook, zinc alloy body with single nylonrollers (weight bearing capacity to be 40 kg), G.I fasteners 100 x 8 mmsize for fixing frame to finished wall and necessary stainless steel screwsetc. Profile of frame & sash shall be mitred cut and fusion welded at allcorners, including drilling of holes for fixing hardware's and drainage ofwater etc. After fixing frame the gap between frame and adjacent finishedwall shall be filled with weather proof silicon sealent over backer rod ofrequired size and of approved quality, all complete as per approved drawing& direction of Engineer-in-Charge inclusive of cost of Single / double glass panes,and silicon sealent Two track two panels sliding window made of (small series) frame 52 x 44 mm &sash 32 x 60 mm both having wall thickness of 1.9 ± 0.2 mm and single glazing bead of appropriate dimension. (Area of window upto 1.75 sqm) | [11 empty] | SSR 20-21
| Qty.p.34 of M.B.No.790/A/ZP/19 | ( Three Tracks) | [10 empty] | SSR 20-21
| GF windows | 1 | x | 5 | 1.4 | 1.4 | 0 | 9.8 | Sqm |  |  |  | SSR 20-21
| FF windows | 1 | x | 7 | 1.35 | 1.4 | 0 | 13.23 | Sqm |  |  |  | SSR 20-21
SSR 20-21
[9 empty] | Sqm | 8058 | SSR 20-21 | 0 | SSR 20-21
6 | Qty.p.35 of M.B.No.790/A/ZP/19 | two tracks | [10 empty] | SSR 20-21
| Spandana counter | 1 | x | 1 | 1.8 | 1.4 | 0 | 2.52 | Sqm |  |  |  | SSR 20-21
SSR 20-21
[9 empty] | Sqm | 6038 | SSR 20-21 | 0 | SSR 20-21
3 | Qty.p.35 of M.B.No.790/A/ZP/19 | ( Single Tracks) | [10 empty] | SSR 20-21
| Elevation opening fixing panel | 1 | x | 1 | 1.2 | 0 | 1 | 1.2 | Sqm |  |  |  | SSR 20-21 | 1
|  | 1 | x | 1 | 1.2 | 0 | 1.1 | 1.32 | Sqm |  |  |  | SSR 20-21 | 1
|  | 1 | x | 2 | 1.2 | 0 | 1.5 | 3.6 | Sqm |  |  |  | SSR 20-21 | 1
SSR 20-21
[9 empty] | Sqm | 5830 | SSR 20-21 | 0 | SSR 20-21
6 | supply and fixing of Single fixed Louvers Ventilator including cost and labour charges etc., complete | [11 empty] | SSR 20-21
| Qty.P.No. 72 of M.B.No.299/A/ZP/19 | [11 empty] | SSR 20-21
|  | 1 | x | 1 | 1.2 | 0 | 0.3 | 0.36 | Sqm |  |  |  | SSR 20-21
SSR 20-21
[9 empty] | Sqm | 3797 | SSR 20-21 | 0 | SSR 20-21
6 | Supplying and fixing of ventilator of size 0.60 x 0.45 Mts including fixing of 8mm dia roads and 4mm plain glass including all labour charges etc., complete | [11 empty] | SSR 20-21
| Qty.P.No. 72 of M.B.No.299/A/ZP/19 | [11 empty] | SSR 20-21
|  | 1 | x | 16 | 0 | 0 | 0 | 16 | No |  |  |  | SSR 20-21
SSR 20-21
[9 empty] | No | 494.64 | SSR 20-21 | 0 | SSR 20-21
4 | S&F of Cement Jolleys 50mm thick | [11 empty] | SSR 20-21
| Qty.p. 32 of M.B.No.299/A/ZP/19 | [11 empty] | SSR 20-21
|  | 1 | x | 19 | 0.6 | 0 | 0.3 | 3.42 | Sqm |  |  |  | SSR 20-21
SSR 20-21
[9 empty] | Sqm | 529.5 | SSR 20-21 | 0 | SSR 20-21
36 | Supplying & fixing of Iron Doors and Windows Grills including labour charges for fabricating steel including cost of welding rods, power charges & fixing the grill in position etc complete | [11 empty] | SSR 20-21
| Qty.p.41 of M.B.No.478/A/ZP/19 |  | 11.08.2021 | [9 empty] | SSR 20-21
| For windows | 1 | x | 8 | 40 | 0 | 0 | 320 | Kgs |  |  |  | SSR 20-21
SSR 20-21
[9 empty] | Kg | 82.8 | SSR 20-21 | 0 | SSR 20-21
31 | Supply and fixing of ornamental grill made of 25mm x 10mm MS flats for fixing in fan light portion and side fixed panels for door cum window as per the approved drawing including cutting the flat to required length, welding, painting with red oxide single coat including cost and conveyance of all materials, labour charges etc., complete for finished otem of work. | [11 empty] | SSR 20-21
| Qty.p.58 & 59 of M.B.No.790/A/ZP/20 |  | 03.03.2021 | [9 empty] | SSR 20-21
|  | 1 | x | 8 | 1.2 | 1.2 | 0 | 11.52 | Sqm |  |  |  | SSR 20-21
SSR 20-21
[9 empty] | Sqm | 2324.02 | SSR 20-21 | 0 | SSR 20-21
51 | Supplying & fixing of MS tubes of any design including labour charges for fabricating steel including cost of welding rods, power charges & fixing the grill in position etc complete | [11 empty] | SSR 20-21
| Qty.P.No. 99 of M.B.No.299/A/ZP/19 | [11 empty] | SSR 20-21
| Staircase ventilators | 1 | x | 1 | 58.6 | 0 | 0 | 58.6 | Kgs |  |  |  | SSR 20-21
SSR 20-21
[9 empty] | Kgs | 106.5 | SSR 20-21 | 0 | SSR 20-21
5 | Supplying and fixing of stainless steel (grade 304) hand railing as per approved drawing with top rail of 50mm dia pipe and 2mm thick medium class and vertical posts of 25mm dia and 1.6mm thick medium class 1 No for each step fixed with base plate of 75mm dia using bonding agent and anchor fastner and welding, drilling of 25mm dia holes with pneumatic compressor for fixing railing, buffing, polishing all members of the railing thouroughly , lacquer finishing to present seamless finish including cost and conveyance of all materials, electrodes, welding charges, cost of all consumables, labour charges , overheads & contractors profit etc., complete for finished item of work. | [11 empty] | SSR 20-21
| Qty.p.41 of M.B.No.558/B/ZP/20 | [11 empty] | SSR 20-21
| Verandah | 1 | x | 1 | 11.15 | 0 | 0.85 | 9.48 | Sqm |  |  |  | SSR 20-21
| GF 1st and 2nd flight | 1 | x | 1 | 7.5 | 0 | 0.85 | 6.38 | Sqm |  |  |  | SSR 20-21
| FF 1st and 2nd flight | 1 | x | 1 | 7.5 | 0 | 0.85 | 6.38 | Sqm |  |  |  | SSR 20-21
SSR 20-21
[9 empty] | Sqm | 2839.34 | SSR 20-21 | 0 | SSR 20-21
4 | Supplying and fixing of stainless steel (grade 304) railing for ramp as per approved drawing with top rail of 50mm dia pipe and 2mm thick medium class fixed in to wall with 25mm dia pipe of 0.30m length @ 1m centre to centre and welding, buffing, polishing all members of the railing thouroughly , lacquer finishing to present seamless finish including cost and conveyance of all materials, electrodes, welding charges, cost of all consumables, labour charges , overheads & contractors profit etc., complete for finished item of work. | [11 empty] | SSR 20-21
| Qty.p.22 of M.B.No.299/A/ZP/19 | [11 empty] | SSR 20-21
| Verandah | 1 | x | 1 | 3.3 | 0 | 0.87 | 2.87 | Sqm |  |  |  | SSR 20-21
|  | 1 | x | 1 | 1 | 0 | 0.87 | 0.87 | Sqm |  |  |  | SSR 20-21
| Ramp | 1 | x | 1 | 1.45 | 0 | 0.87 | 1.26 | Sqm |  |  |  | SSR 20-21
|  | 1 | x | 1 | 2.57 | 0 | 0.87 | 2.24 | Sqm |  |  |  | SSR 20-21
SSR 20-21
[9 empty] | Sqm | 1258.89 | SSR 20-21 | 0 | SSR 20-21
4 | Supplying & fixing of Stainless Steel Tubes using stainless steel welding rods including buffing, polishing, lacquer finishing, to present seamless finish | [11 empty] | SSR 20-21
| Qty.p.22 of M.B.No.299/A/ZP/19 | [11 empty] | SSR 20-21
|  | 1 | x | 1 | 0.5 | 0 | 0 | 0.5 | Kg |  |  |  | SSR 20-21
SSR 20-21
[9 empty] | Kg | 470.28 | SSR 20-21 | 0 | SSR 20-21
7 | Full Rounding the edges of Granite stone slabs of all thicknesses including polishing the same. | [11 empty] | SSR 20-21
| Qty.p. of M.B.No. | [11 empty] | SSR 20-21
| Staircase 1st flight | 1 | x | 11 | 1.25 | 0 | 0 | 13.75 | Rm |  |  |  | SSR 20-21
| Staircase 2nd flight | 1 | x | 11 | 1.25 | 0 | 0 | 13.75 | Rm |  |  |  | SSR 20-21
| First floor | [11 empty] | SSR 20-21
| Staircase 1st flight | 1 | x | 7 | 1.25 | 0 | 0 | 8.75 | Rm |  |  |  | SSR 20-21
SSR 20-21
[9 empty] | Rm | 412 | SSR 20-21 | 0 | SSR 20-21
| As per SSR 2021-22 | [11 empty] | SSR 21-22
37 | Supplying and fixing of Door of size 1.20X2.10M with two panels of frames made with teak wood and Shutter made with medium Teak wood including MS Z hold fasts , alluminium tower bolts, handle and butt hinges with all furniture fittings including c/c of all materials and furniture fittings etc complete as per specification (APSS No 1001 & 1002) Door Frame with Shutters | [11 empty] | SSR 21-22
| Qty.p.54 & 55 of M.B.No.478/A/ZP/19 |  | 11.10.2021 | [9 empty] | SSR 21-22
| Main door | 1 | x | 1 | 0 | 0 | 0 | 1 | No |  |  |  | SSR 21-22
SSR 21-22
[9 empty] | No | 18903.09 | SSR 21-22 | 0 | SSR 21-22
2 | Supplying and fixing of Door of size 1.20X2.10M with single panels of frames made with teak wood and Shutter made with flush door shutters including MS Z hold fasts , Alluminium tower bolts, handle and butt hinges with all furniture fittings including c/c of all materials and furniture fittings etc complete as per specification (APSS No 1001 & 1002) Door Frame with Shutters | [11 empty] | SSR 21-22
| Qty.p.54 of M.B.No.299/A/ZP/19 | [11 empty] | SSR 21-22
|  | 1 | x | 3 | 0 | 0 | 0 | 3 | No |  |  |  | SSR 21-22
SSR 21-22
[9 empty] | No | 11215.33 | SSR 21-22 | 0 | SSR 21-22
3 | Supplying and fixing of Door of size 1.20X2.10M with single panels of frames made with sal wood and Shutter made with flush door shutters including MS Z hold fasts , Alluminium tower bolts, handle and butt hinges with all furniture fittings including c/c of all materials and furniture fittings etc complete as per specification (APSS No 1001 & 1002) Door Frame with Shutters | [11 empty] | SSR 21-22
| Qty.p.55 of M.B.No.299/A/ZP/19 | [11 empty] | SSR 21-22
|  | 1 | x | 1 | 0 | 0 | 0 | 1 | No |  |  |  | SSR 21-22
SSR 21-22
[9 empty] | No | 10134.49 | SSR 21-22 | 0 | SSR 21-22
38 | Supplying and fixing of Door of size 0.90X2.10M with double panels of frames made with teak wood and Shutter made with Teak wood including MS Z hold fasts , Alluminium tower bolts, handle and butt hinges with all furniture fittings including c/c of all materials and furniture fittings etc complete as per specification (APSS No 1001 & 1002) Door Frame with Shutters | [11 empty] | SSR 21-22
| Qty.p.55 of M.B.No.478/A/ZP/19 |  | 11.10.2021 | [9 empty] | SSR 21-22
|  | 1 | x | 1 | 0 | 0 | 0 | 1 | No |  |  |  | SSR 21-22
SSR 21-22
[9 empty] | No | 12770.46 | SSR 21-22 | 0 | SSR 21-22
39 | Supplying and fixing of Door of size 0.75X2.10M with single panels of frames made with teak wood and Shutter made with teak wood including MS Z hold fasts , Alluminium tower bolts, handle and butt hinges with all furniture fittings including c/c of all materials and furniture fittings etc complete as per specification (APSS No 1001 & 1002) Door Frame with Shutters | [11 empty] | SSR 21-22
| Qty.p.55 & 56 of M.B.No.478/A/ZP/19 |  | 11.10.2021 | [9 empty] | SSR 21-22
|  | 1 | x | 1 | 0 | 0 | 0 | 1 | No |  |  |  | SSR 21-22
SSR 21-22
[9 empty] | No | 10756.69 | SSR 21-22 | 0 | SSR 21-22
36 | Supplying and fixing of Door of size 0.90X2.10M with single panels of frames made with teak wood and Shutter made with Flush door shutters including MS Z hold fasts , Alluminium tower bolts, handle and butt hinges with all furniture fittings including c/c of all materials and furniture fittings etc complete as per specification (APSS No 1001 & 1002) Door Frame with Shutters | [11 empty] | SSR 21-22
| Qty.p.87 of M.B.No.790/A/ZP/19 | [11 empty] | SSR 21-22
| Ground floor | 1 | x | 1 | 0 | 0 | 0 | 1 | No |  |  |  | SSR 21-22
SSR 21-22
[9 empty] | No | 9185.38 | SSR 21-22 | 0 | SSR 21-22
3 | Supplying and fixing of Door of size 0.80X2.10M with single panels of frames made with sal wood and Shutter made with sal wood including MS Z hold fasts , Alluminium tower bolts, handle and butt hinges with all furniture fittings including c/c of all materials and furniture fittings etc complete as per specification (APSS No 1001 & 1002) Door Frame with Shutters | [11 empty] | SSR 21-22
| Qty.p.56 of M.B.No.478/A/ZP/19 | [11 empty] | SSR 21-22
|  | 1 | x | 1 | 0 | 0 | 0 | 1 | No |  |  |  | SSR 21-22
SSR 21-22
[9 empty] | No | 6584.41 | SSR 21-22 | 0 | SSR 21-22
40 | Supplying and fixing of Door of size 1.05X2.10M with single panels of frames made with teak wood and Shutter made with medium Teak wood including MS Z hold fasts , Alluminium tower bolts, handle and butt hinges with all furniture fittings including c/c of all materials and furniture fittings etc complete as per specification (APSS No 1001 & 1002) Door Frame with Shutters | [11 empty] | SSR 21-22
| Qty.p.60 of M.B.No.299/A/ZP/19 | [11 empty] | SSR 21-22
| Ground floor | 2 | x | 1 | 0 | 0 | 0 | 2 | No |  |  |  | SSR 21-22
| Qty.p.66 of M.B.No.299/A/ZP/19 | [11 empty] | SSR 21-22
| First floor | 3 | x | 1 | 0 | 0 | 0 | 3 | No |  |  |  | SSR 21-22
SSR 21-22
[9 empty] | No | 13789.81 | SSR 21-22 | 0 | SSR 21-22
4 | Supplying and fixing of Door of size 1.05X2.10M with single panels of frames made with teak wood and Shutter made with Flush door shutters including MS Z hold fasts , Alluminium tower bolts, handle and butt hinges with all furniture fittings including c/c of all materials and furniture fittings etc complete as per specification (APSS No 1001 & 1002) Door Frame with Shutters | [11 empty] | SSR 21-22
| Qty.p.54 of M.B.No.299/A/ZP/19 | [11 empty] | SSR 21-22
| Ground floor | 1 | x | 2 | 0 | 0 | 0 | 2 | No |  |  |  | SSR 21-22
| Qty.p.54 of M.B.No.299/A/ZP/19 | [11 empty] | SSR 21-22
| First floor | 1 | x | 3 | 0 | 0 | 0 | 3 | No |  |  |  | SSR 21-22
SSR 21-22
[9 empty] | No | 9936.04 | SSR 21-22 | 0 | SSR 21-22
5 | Supply and fixing of Wood Polymer Composite(WPC) Door Frame section of 63.5x100 MM .The two Vertical members are to be joined together with the horizontal member using 8x75 MM long MS Star full thread screws to be used with reverse forward speed control hand drilling machine. The ready/assembled door frame is fixed to the wall using hold fast or bolt fasteners. A minimum of 4 No.s of screws to be provided for each vertical member & minimum 2no.s for horizontal member, and fixing 28 -30 MM thick solid Wood Polymer Composite (WPC) double extruded door shutter with 3MM top and bottom rigid layer with an overall density of 750kg/Cum. It will be fixed to the frame using 3 inch /4 inch hinges. A minimum of 4 hinges will be required for fixing the door with the frame 1200 x 2130mm | [11 empty] | SSR 21-22
| Qty.p. of M.B.No. | [11 empty] | SSR 21-22
| tiolet doors | 1 | x | 3 | 0.72 | 0 | 1.99 | 4.3 | Sqm |  |  |  | SSR 21-22 | 2
SSR 21-22
[9 empty] | Sqm | 6057.2 | SSR 21-22 | 0 | SSR 21-22
2 | Supply and fixing of Wood Polymer Composite(WPC) Door Frame section of 63.5x100 MM .The two Vertical members are to be joined together with the horizontal member using 8x75 MM long MS Star full thread screws to be used with reverse forward speed control hand drilling machine. The ready/assembled door frame is fixed to the wall using hold fast or bolt fasteners. A minimum of 4 No.s of screws to be provided for each vertical member & minimum 2no.s for horizontal member, and fixing 28 -30 MM thick solid Wood Polymer Composite (WPC) double extruded door shutter with 3MM top and bottom rigid layer with an overall density of 750kg/Cum. It will be fixed to the frame using 3 inch /4 inch hinges. A minimum of 4 hinges will be required for fixing the door with the frame 1200 x 2130mm | [11 empty] | SSR 21-22
| Qty.p. 28 of M.B.No.299/A/ZP/19 | [11 empty] | SSR 21-22
|  | 1 | x | 2 | 1.01 | 0 | 2.09 | 4.22 | Sqm |  |  |  | SSR 21-22 | 2
|  | 1 | x | 2 | 1.02 | 0 | 2.02 | 4.12 | Sqm |  |  |  | SSR 21-22 | 2
|  | 1 | x | 1 | 1 | 0 | 2.02 | 2.02 | Sqm |  |  |  | SSR 21-22 | 2
SSR 21-22
[9 empty] | Sqm | 5663.52 | SSR 21-22 | 0 | SSR 21-22
40 | Providing and fixing factory made uPVC white colour sliding glazed windowupto 1.50 m in height dimension comprising of uPVC multi-chamberedframe with in-built roller track and sash extruded profiles duly reinforcedwith 1.60 ± 0.2 mm thick galvanized mild steel section made from rollforming process of required length (shape & size according to uPVCprofile), appropriate dimension of uPVC extruded glazing beads anduPVC extruded interlocks, EPDM gasket, wool pile, zinc alloy (whitepowder coated) touch locks withhook, zinc alloy body with single nylonrollers (weight bearing capacity to be 40 kg), G.I fasteners 100 x 8 mmsize for fixing frame to finished wall and necessary stainless steel screwsetc. Profile of frame & sash shall be mitred cut and fusion welded at allcorners, including drilling of holes for fixing hardware's and drainage ofwater etc. After fixing frame the gap between frame and adjacent finishedwall shall be filled with weather proof silicon sealent over backer rod ofrequired size and of approved quality, all complete as per approved drawing& direction of Engineer-in-Charge | [11 empty] | SSR 21-22
Three track three panels sliding window with fly proof SS wire mesh (Two nos. glazed & one no. wire mesh panels) made of (small series) frame 92 x 44 mm & sash 32 x 60 mmboth having wall thickness of 1.9 ± 0.2 mm and single glazingbead of appropriate dimension (Area of window upto 1.75 sqm).
| Qty.p.56 to 58 of M.B.No.478/A/ZP/19 |  | 11.10.2021 | [9 empty] | SSR 21-22
|  | 1 | x | 8 | 1.2 | 0 | 1.2 | 11.52 | Sqm |  |  |  | SSR 21-22
SSR 21-22
[9 empty] | Sqm | 8058 | SSR 21-22 | 0 | SSR 21-22
6 | Qty.p.53 of M.B.No.299/A/ZP/19 | two tracks | [10 empty] | SSR 21-22
|  | 1 | x | 2 | 1.5 | 0 | 1.35 | 4.05 | Sqm |  |  |  | SSR 21-22
SSR 21-22
[9 empty] | Sqm | 6038 | SSR 21-22 | 0 | SSR 21-22
3 | Qty.p. 31 of M.B.No.299/A/ZP/19 | ( Single Tracks) | [10 empty] | SSR 21-22
|  | 1 | x | 1 | 1.51 | 0 | 1.2 | 1.81 | Sqm |  |  |  | SSR 21-22 | 1
SSR 21-22
[9 empty] | Sqm | 5830 | SSR 21-22 | 0 | SSR 21-22
6 | supply and fixing of Single fixed Louvers Ventilator including cost and labour charges etc., complete | [11 empty] | SSR 21-22
| Qty.P.No. 72 of M.B.No.299/A/ZP/19 | [11 empty] | SSR 21-22
|  | 1 | x | 1 | 1.2 | 0 | 0.3 | 0.36 | Sqm |  |  |  | SSR 21-22
SSR 21-22
[9 empty] | Sqm | 3797 | SSR 21-22 | 0 | SSR 21-22
6 | Supplying and fixing of ventilator of size 0.60 x 0.45 Mts including fixing of 8mm dia roads and 4mm plain glass including all labour charges etc., complete | [11 empty] | SSR 21-22
| Qty.P.No. 72 of M.B.No.299/A/ZP/19 | [11 empty] | SSR 21-22
|  | 1 | x | 16 | 0 | 0 | 0 | 16 | No |  |  |  | SSR 21-22
SSR 21-22
[9 empty] | No | 520.87 | SSR 21-22 | 0 | SSR 21-22
4 | S&F of Cement Jolleys 50mm thick | [11 empty] | SSR 21-22
| Qty.p. 32 of M.B.No.299/A/ZP/19 | [11 empty] | SSR 21-22
|  | 1 | x | 19 | 0.6 | 0 | 0.3 | 3.42 | Sqm |  |  |  | SSR 21-22
SSR 21-22
[9 empty] | Sqm | 554.35 | SSR 21-22 | 0 | SSR 21-22
2 | Supplying & fixing of Iron Doors and Windows Grills including labour charges for fabricating steel including cost of welding rods, power charges & fixing the grill in position etc complete | [11 empty] | SSR 21-22
| Qty.p.50 of M.B.No.790/A/ZP/19 | [11 empty] | SSR 21-22
|  | 1 | x | 6 | 40 | 0 | 0 | 240 | Kgs |  |  |  | SSR 21-22
|  | 1 | x | 7 | 40 | 0 | 0 | 280 | Kgs |  |  |  | SSR 21-22
SSR 21-22
[9 empty] | Kg | 95.89 | SSR 21-22 | 0 | SSR 21-22
2 | Supply and fixing of ornamental grill made of 25mm x 10mm MS flats for fixing in fan light portion and side fixed panels for door cum window as per the approved drawing including cutting the flat to required length, welding, painting with red oxide single coat including cost and conveyance of all materials, labour charges etc., complete for finished otem of work. | [11 empty] | SSR 21-22
| Qty.p.61 of M.B.No.299/A/ZP/19 | [11 empty] | SSR 21-22
| windows grills | 1 | x | 8 | 1.2 | 0 | 1.2 | 11.52 | Sqm |  |  |  | SSR 21-22
SSR 21-22
[9 empty] | Sqm | 2719.44 | SSR 21-22 | 0 | SSR 21-22
51 | Supplying & fixing of MS tubes of any design including labour charges for fabricating steel including cost of welding rods, power charges & fixing the grill in position etc complete | [11 empty] | SSR 21-22
| Qty.P.No. 99 of M.B.No.299/A/ZP/19 | [11 empty] | SSR 21-22
| Staircase ventilators | 1 | x | 1 | 58.6 | 0 | 0 | 58.6 | Kgs |  |  |  | SSR 21-22
SSR 21-22
[9 empty] | Kgs | 114.65 | SSR 21-22 | 0 | SSR 21-22
8 | Supplying and fixing of stainless steel (grade 304) hand railing as per approved drawing with top rail of 50mm dia pipe and 2mm thick medium class and vertical posts of 25mm dia and 1.6mm thick medium class 1 No for each step fixed with base plate of 75mm dia using bonding agent and anchor fastner and welding, drilling of 25mm dia holes with pneumatic compressor for fixing railing, buffing, polishing all members of the railing thouroughly , lacquer finishing to present seamless finish including cost and conveyance of all materials, electrodes, welding charges, cost of all consumables, labour charges , overheads & contractors profit etc., complete for finished item of work. | [11 empty] | SSR 21-22
| Qty.p.11 of M.B.No.299/A/ZP/19 | [11 empty] | SSR 21-22
|  | 1 | x | 1 | 19.53 | 0 | 0.8 | 15.62 | Sqm |  |  |  | SSR 21-22
SSR 21-22
[9 empty] | Sqm | 3034.69 | SSR 21-22 | 0 | SSR 21-22
4 | Supplying and fixing of stainless steel (grade 304) railing for ramp as per approved drawing with top rail of 50mm dia pipe and 2mm thick medium class fixed in to wall with 25mm dia pipe of 0.30m length @ 1m centre to centre and welding, buffing, polishing all members of the railing thouroughly , lacquer finishing to present seamless finish including cost and conveyance of all materials, electrodes, welding charges, cost of all consumables, labour charges , overheads & contractors profit etc., complete for finished item of work. | [11 empty] | SSR 21-22
| Qty.p.22 of M.B.No.299/A/ZP/19 | [11 empty] | SSR 21-22
| Verandah | 1 | x | 1 | 3.3 | 0 | 0.87 | 2.87 | Sqm |  |  |  | SSR 21-22
|  | 1 | x | 1 | 1 | 0 | 0.87 | 0.87 | Sqm |  |  |  | SSR 21-22
| Ramp | 1 | x | 1 | 1.45 | 0 | 0.87 | 1.26 | Sqm |  |  |  | SSR 21-22
|  | 1 | x | 1 | 2.57 | 0 | 0.87 | 2.24 | Sqm |  |  |  | SSR 21-22
SSR 21-22
[9 empty] | Sqm | 1357.37 | SSR 21-22 | 0 | SSR 21-22
4 | Supplying & fixing of Stainless Steel Tubes using stainless steel welding rods including buffing, polishing, lacquer finishing, to present seamless finish | [11 empty] | SSR 21-22
| Qty.p.22 of M.B.No.299/A/ZP/19 | [11 empty] | SSR 21-22
|  | 1 | x | 1 | 0.5 | 0 | 0 | 0.5 | Kg |  |  |  | SSR 21-22
SSR 21-22
[9 empty] | Kg | 508 | SSR 21-22 | 0 | SSR 21-22
7 | Full Rounding the edges of Granite stone slabs of all thicknesses including polishing the same. | [11 empty] | SSR 21-22
| Qty.p. of M.B.No. | [11 empty] | SSR 21-22
| Staircase 1st flight | 1 | x | 11 | 1.25 | 0 | 0 | 13.75 | Rm |  |  |  | SSR 21-22
| Staircase 2nd flight | 1 | x | 11 | 1.25 | 0 | 0 | 13.75 | Rm |  |  |  | SSR 21-22
| First floor | [11 empty] | SSR 21-22
| Staircase 1st flight | 1 | x | 7 | 1.25 | 0 | 0 | 8.75 | Rm |  |  |  | SSR 21-22
SSR 21-22
[9 empty] | Rm | 438 | SSR 21-22 | 0 | SSR 21-22
| As per SSR 2022-23 | [11 empty] | SSR 22-23
29 | Supplying and fixing of Door of size 1.20X2.10M with two panels of frames made with teak wood and Shutter made with medium Teak wood including MS Z hold fasts , Alluminium tower bolts, handle and butt hinges with all furniture fittings including c/c of all materials and furniture fittings etc complete as per specification (APSS No 1001 & 1002) Door Frame with Shutters | [11 empty] | SSR 22-23
| Qty.p.9 of M.B.No.1581/B/ZP/22 | Frame and shutter | [10 empty] | SSR 22-23
| Ground floor | 1 | x | 1 | 0 | 0 | 0 | 1 | No |  |  |  | SSR 22-23
SSR 22-23
[9 empty] | No | 22903.66 | SSR 22-23 | 0 | SSR 22-23
3 | Supplying and fixing of Door of size 1.20X2.10M with single panels of frames made with Sal wood and Shutter made with flush door shutters including MS Z hold fasts , Alluminium tower bolts, handle and butt hinges with all furniture fittings including c/c of all materials and furniture fittings etc complete as per specification (APSS No 1001 & 1002) Door Frame with Shutters | [11 empty] | SSR 22-23
| Qty.p.37 of M.B.No.790/A/ZP/19 |  | 10.07.2023 | [9 empty] | SSR 22-23
| First floor | 1 | x | 2 | 0 | 0 | 0 | 2 | No |  |  |  | SSR 22-23
SSR 22-23
[9 empty] | No | 11464.42 | SSR 22-23 | 0 | SSR 22-23
3 | Supplying and fixing of Door of size 1.20X2.10M with single panels of frames made with sal wood and Shutter made with flush door shutters including MS Z hold fasts , Alluminium tower bolts, handle and butt hinges with all furniture fittings including c/c of all materials and furniture fittings etc complete as per specification (APSS No 1001 & 1002) Door Frame with Shutters | [11 empty] | SSR 22-23
| Qty.p.55 of M.B.No.299/A/ZP/19 | [11 empty] | SSR 22-23
|  | 1 | x | 1 | 0 | 0 | 0 | 1 | No |  |  |  | SSR 22-23
SSR 22-23
[9 empty] | No | 11442.58 | SSR 22-23 | 0 | SSR 22-23
2 | Supplying and fixing of Door of size 0.90X2.10M with single panels of frames made with teak wood and Shutter made with medium Teak wood including MS Z hold fasts , Alluminium tower bolts, handle and butt hinges with all furniture fittings including c/c of all materials and furniture fittings etc complete as per specification (APSS No 1001 & 1002) Door Frame with Shutters | [11 empty] | SSR 22-23
| Qty.p.61 of M.B.No.299/A/ZP/19 | [11 empty] | SSR 22-23
| Ground floor | 1 | x | 1 | 0 | 0 | 0 | 1 | No |  |  |  | SSR 22-23
SSR 22-23
[9 empty] | No | 15875.19 | SSR 22-23 | 0 | SSR 22-23
3 | Supplying and fixing of Door of size 0.80X2.10M with single panels of frames made with teak wood and Shutter made with medium Teak wood including MS Z hold fasts , Alluminium tower bolts, handle and butt hinges with all furniture fittings including c/c of all materials and furniture fittings etc complete as per specification (APSS No 1001 & 1002) Door Frame with Shutters | [11 empty] | SSR 22-23
| Qty.p.62 of M.B.No.299/A/ZP/19 | [11 empty] | SSR 22-23
| Ground floor | 1 | x | 1 | 0 | 0 | 0 | 1 | No |  |  |  | SSR 22-23
SSR 22-23
[9 empty] | No | 15037.22 | SSR 22-23 | 0 | SSR 22-23
3 | Supplying and fixing of Door of size 0.90X2.10M with single panels of frames made with teak wood and Shutter made with Flush door shutters including MS Z hold fasts , Alluminium tower bolts, handle and butt hinges with all furniture fittings including c/c of all materials and furniture fittings etc complete as per specification (APSS No 1001 & 1002) Door Frame with Shutters | [11 empty] | SSR 22-23
| Qty.p. of M.B.No. | [11 empty] | SSR 22-23
| GF & FF | 1 | x | 5 | 0 | 0 | 0 | 5 | No |  |  |  | SSR 22-23
SSR 22-23
[9 empty] | No | 10330.61 | SSR 22-23 | 0 | SSR 22-23
3 | Supplying and fixing of Door of size 0.80X2.10M with single panels of frames made with sal wood and Shutter made with sal wood including MS Z hold fasts , Alluminium tower bolts, handle and butt hinges with all furniture fittings including c/c of all materials and furniture fittings etc complete as per specification (APSS No 1001 & 1002) Door Frame with Shutters | [11 empty] | SSR 22-23
| Qty.p.72 of M.B.No.299/A/ZP/19 | [11 empty] | SSR 22-23
| Ground floor | 1 | x | 1 | 0 | 0 | 0 | 1 | No |  |  |  | SSR 22-23
SSR 22-23
[9 empty] | No | 7015.49 | SSR 22-23 | 0 | SSR 22-23
40 | Supplying and fixing of Door of size 1.05X2.10M with single panels of frames made with teak wood and Shutter made with medium Teak wood including MS Z hold fasts , Alluminium tower bolts, handle and butt hinges with all furniture fittings including c/c of all materials and furniture fittings etc complete as per specification (APSS No 1001 & 1002) Door Frame with Shutters | [11 empty] | SSR 22-23
| Qty.p.60 of M.B.No.299/A/ZP/19 | [11 empty] | SSR 22-23
| Ground floor | 2 | x | 1 | 0 | 0 | 0 | 2 | No |  |  |  | SSR 22-23
| Qty.p.66 of M.B.No.299/A/ZP/19 | [11 empty] | SSR 22-23
| First floor | 3 | x | 1 | 0 | 0 | 0 | 3 | No |  |  |  | SSR 22-23
SSR 22-23
[9 empty] | No | 17517.36 | SSR 22-23 | 0 | SSR 22-23
4 | Supplying and fixing of Door of size 1.05X2.10M with single panels of frames made with teak wood and Shutter made with Flush door shutters including MS Z hold fasts , Alluminium tower bolts, handle and butt hinges with all furniture fittings including c/c of all materials and furniture fittings etc complete as per specification (APSS No 1001 & 1002) Door Frame with Shutters | [11 empty] | SSR 22-23
| Qty.p.54 of M.B.No.299/A/ZP/19 | [11 empty] | SSR 22-23
| Ground floor | 1 | x | 2 | 0 | 0 | 0 | 2 | No |  |  |  | SSR 22-23
| Qty.p.54 of M.B.No.299/A/ZP/19 | [11 empty] | SSR 22-23
| First floor | 1 | x | 3 | 0 | 0 | 0 | 3 | No |  |  |  | SSR 22-23
SSR 22-23
[9 empty] | No | 11186.3 | SSR 22-23 | 0 | SSR 22-23
5 | Supply and fixing of Wood Polymer Composite(WPC) Door Frame section of 63.5x100 MM .The two Vertical members are to be joined together with the horizontal member using 8x75 MM long MS Star full thread screws to be used with reverse forward speed control hand drilling machine. The ready/assembled door frame is fixed to the wall using hold fast or bolt fasteners. A minimum of 4 No.s of screws to be provided for each vertical member & minimum 2no.s for horizontal member, and fixing 28 -30 MM thick solid Wood Polymer Composite (WPC) double extruded door shutter with 3MM top and bottom rigid layer with an overall density of 750kg/Cum. It will be fixed to the frame using 3 inch /4 inch hinges. A minimum of 4 hinges will be required for fixing the door with the frame 1200 x 2130mm | [11 empty] | SSR 22-23
| Qty.p.58 of M.B.No.790/A/ZP/19 | [11 empty] | SSR 22-23
| GF doors | 1 | x | 2 | 1.05 | 0 | 2.1 | 4.41 | Sqm |  |  |  | SSR 22-23 | 2
| FF doors | 1 | x | 3 | 1.05 | 0 | 2.1 | 6.62 | Sqm |  |  |  | SSR 22-23 | 2
| Tiolet doors | 1 | x | 4 | 0.75 | 0 | 1.9 | 5.7 | Sqm |  |  |  | SSR 22-23 | 2
SSR 22-23
[9 empty] | Sqm | 6958.78 | SSR 22-23 | 0 | SSR 22-23
2 | Supply and fixing of Wood Polymer Composite(WPC) Door Frame section of 63.5x100 MM .The two Vertical members are to be joined together with the horizontal member using 8x75 MM long MS Star full thread screws to be used with reverse forward speed control hand drilling machine. The ready/assembled door frame is fixed to the wall using hold fast or bolt fasteners. A minimum of 4 No.s of screws to be provided for each vertical member & minimum 2no.s for horizontal member, and fixing 28 -30 MM thick solid Wood Polymer Composite (WPC) double extruded door shutter with 3MM top and bottom rigid layer with an overall density of 750kg/Cum. It will be fixed to the frame using 3 inch /4 inch hinges. A minimum of 4 hinges will be required for fixing the door with the frame 1200 x 2130mm | [11 empty] | SSR 22-23
| Qty.p. 28 of M.B.No.299/A/ZP/19 | [11 empty] | SSR 22-23
|  | 1 | x | 2 | 1.01 | 0 | 2.09 | 4.22 | Sqm |  |  |  | SSR 22-23 | 2
|  | 1 | x | 2 | 1.02 | 0 | 2.02 | 4.12 | Sqm |  |  |  | SSR 22-23 | 2
|  | 1 | x | 1 | 1 | 0 | 2.02 | 2.02 | Sqm |  |  |  | SSR 22-23 | 2
SSR 22-23
[9 empty] | Sqm | 6508.85 | SSR 22-23 | 0 | SSR 22-23
30 | Providing and fixing factory made uPVC white colour sliding glazed windowupto 1.50 m in height dimension comprising of uPVC multi-chamberedframe with in-built roller track and sash extruded profiles duly reinforcedwith 1.60 ± 0.2 mm thick galvanized mild steel section made from rollforming process of required length (shape & size according to uPVCprofile), appropriate dimension of uPVC extruded glazing beads anduPVC extruded interlocks, EPDM gasket, wool pile, zinc alloy (whitepowder coated) touch locks withhook, zinc alloy body with single nylonrollers (weight bearing capacity to be 40 kg), G.I fasteners 100 x 8 mmsize for fixing frame to finished wall and necessary stainless steel screwsetc. Profile of frame & sash shall be mitred cut and fusion welded at allcorners, including drilling of holes for fixing hardware's and drainage ofwater etc. After fixing frame the gap between frame and adjacent finishedwall shall be filled with weather proof silicon sealent over backer rod ofrequired size and of approved quality, all complete as per approved drawing& direction of Engineer-in-Charge inclusive of cost of Single / double glass panes,and silicon sealent Two track two panels sliding window made of (small series) frame 52 x 44 mm &sash 32 x 60 mm both having wall thickness of 1.9 ± 0.2 mm and single glazing bead of appropriate dimension. (Area of window upto 1.75 sqm) | [11 empty] | SSR 22-23
| Qty.p.3 of M.B.No.158/B/ZP/22 | ( Three Tracks) | [10 empty] | SSR 22-23
| GF windows | 1 | x | 10 | 1.2 | 0 | 1.2 | 14.4 | Sqm |  |  |  | SSR 22-23
SSR 22-23
[9 empty] | Sqm | 8622 | SSR 22-23 | 0 | SSR 22-23
6 | Qty.p.53 of M.B.No.299/A/ZP/19 | two tracks | [10 empty] | SSR 22-23
|  | 1 | x | 2 | 1.5 | 0 | 1.35 | 4.05 | Sqm |  |  |  | SSR 22-23
SSR 22-23
[9 empty] | Sqm | 6460 | SSR 22-23 | 0 | SSR 22-23
3 | Qty.p. 48 of M.B.No.790/A/ZP/19 | [11 empty] | SSR 22-23
| Spandana desk | 1 | x | 1 | 1.5 | 0 | 1.35 | 2.03 | Sqm |  |  |  | SSR 22-23 | 1
SSR 22-23
[9 empty] | Sqm | 6238 | SSR 22-23 | 0 | SSR 22-23
6 | supply and fixing of Single fixed Louvers Ventilator including cost and labour charges etc., complete | [11 empty] | SSR 22-23
| Qty.P.No. 72 of M.B.No.299/A/ZP/19 | [11 empty] | SSR 22-23
|  | 1 | x | 1 | 1.2 | 0 | 0.3 | 0.36 | Sqm |  |  |  | SSR 22-23
SSR 22-23
[9 empty] | Sqm | 4062 | SSR 22-23 | 0 | SSR 22-23
6 | Supplying and fixing of ventilator of size 0.60 x 0.45 Mts including fixing of 8mm dia roads and 4mm plain glass including all labour charges etc., complete | [11 empty] | SSR 22-23
| Qty.P.No. 72 of M.B.No.299/A/ZP/19 | [11 empty] | SSR 22-23
|  | 1 | x | 16 | 0 | 0 | 0 | 16 | No |  |  |  | SSR 22-23
SSR 22-23
[9 empty] | No | 576.98 | SSR 22-23 | 0 | SSR 22-23
32 | S&F of Cement Jolleys 50mm thick | [11 empty] | SSR 22-23
| Qty.p.84 of M.B.No.790/A/ZP/19 |  | 13.02.2023 | [9 empty] | SSR 22-23
|  | 1 | x | 11 | 0.6 | 0 | 0.3 | 1.98 | Sqm |  |  |  | SSR 22-23
|  | 1 | x | 2 | 0.3 | 0 | 0.3 | 0.18 | Sqm |  |  |  | SSR 22-23
SSR 22-23
[9 empty] | Sqm | 604.08 | SSR 22-23 | 0 | SSR 22-23
24 | Supplying & fixing of Iron Doors and Windows Grills including labour charges for fabricating steel including cost of welding rods, power charges & fixing the grill in position etc complete | [11 empty] | SSR 22-23
| Qty.p.74 of M.B.No.790/A/ZP/19 |  | 27.09.2023 | [9 empty] | SSR 22-23
|  | 1 | x | 3 | 32.14 | 0 | 0 | 96.42 | Kgs |  |  |  | SSR 22-23
SSR 22-23
[7 empty] | Ltd to |  | Kgs | 110.99 | SSR 22-23 | 0 | SSR 22-23
7 | Supply and fixing of ornamental grill made of 25mm x 10mm MS flats for fixing in fan light portion and side fixed panels for door cum window as per the approved drawing including cutting the flat to required length, welding, painting with red oxide single coat including cost and conveyance of all materials, labour charges etc., complete for finished otem of work. | [11 empty] | SSR 22-23
| Qty.p.5 of M.B.No.299/A/ZP/19 | [11 empty] | SSR 22-23
| windows grills | 1 | x | 11 | 1.5 | 0 | 1.35 | 22.28 | Sqm |  |  |  | SSR 22-23
|  | 1 | x | 1 | 1.59 | 0 | 1.35 | 2.15 | Sqm |  |  |  | SSR 22-23
|  | 1 | x | 2 | 1.5 | 0 | 1.35 | 4.05 | Sqm |  |  |  | SSR 22-23
SSR 22-23
[9 empty] | Sqm | 3138.49 | SSR 22-23 | 0 | SSR 22-23
51 | Supplying & fixing of MS tubes of any design including labour charges for fabricating steel including cost of welding rods, power charges & fixing the grill in position etc complete | [11 empty] | SSR 22-23
| Qty.P.No. 99 of M.B.No.299/A/ZP/19 | [11 empty] | SSR 22-23
| Staircase ventilators | 1 | x | 1 | 58.6 | 0 | 0 | 58.6 | Kgs |  |  |  | SSR 22-23
SSR 22-23
[9 empty] | Kgs | 126.9 | SSR 22-23 | 0 | SSR 22-23
6 | Supplying and fixing of stainless steel (grade 304) hand railing as per approved drawing with top rail of 50mm dia pipe and 2mm thick medium class and vertical posts of 25mm dia and 1.6mm thick medium class 1 No for each step fixed with base plate of 75mm dia using bonding agent and anchor fastner and welding, drilling of 25mm dia holes with pneumatic compressor for fixing railing, buffing, polishing all members of the railing thouroughly , lacquer finishing to present seamless finish including cost and conveyance of all materials, electrodes, welding charges, cost of all consumables, labour charges , overheads & contractors profit etc., complete for finished item of work. | [11 empty] | SSR 22-23
| Qty.p. 53 of M.B.No.790/A/ZP/19 |  | 12.12.2023 | [9 empty] | SSR 22-23
|  | 1 | x | 1 | 3.8 | 0 | 0.9 | 3.42 | Sqm |  |  |  | SSR 22-23
|  | 1 | x | 1 | 3.9 | 0 | 0.9 | 3.51 | Sqm |  |  |  | SSR 22-23
|  | 1 | x | 1 | 4.25 | 0 | 0.9 | 3.83 | Sqm |  |  |  | SSR 22-23
|  | 1 | x | 1 | 5 | 0 | 0.9 | 4.5 | Sqm |  |  |  | SSR 22-23
|  | 1 | x | 1 | 3.85 | 0 | 0.9 | 3.47 | Sqm |  |  |  | SSR 22-23
|  | 1 | x | 1 | 3.5 | 0 | 0.9 | 3.15 | Sqm |  |  |  | SSR 22-23
SSR 22-23
[9 empty] | Sqm | 3345.94 | SSR 22-23 | 0 | SSR 22-23
4 | Supplying and fixing of stainless steel (grade 304) railing for ramp as per approved drawing with top rail of 50mm dia pipe and 2mm thick medium class fixed in to wall with 25mm dia pipe of 0.30m length @ 1m centre to centre and welding, buffing, polishing all members of the railing thouroughly , lacquer finishing to present seamless finish including cost and conveyance of all materials, electrodes, welding charges, cost of all consumables, labour charges , overheads & contractors profit etc., complete for finished item of work. | [11 empty] | SSR 22-23
| Qty.p.22 of M.B.No.299/A/ZP/19 | [11 empty] | SSR 22-23
| Verandah | 1 | x | 1 | 3.3 | 0 | 0.87 | 2.87 | Sqm |  |  |  | SSR 22-23
|  | 1 | x | 1 | 1 | 0 | 0.87 | 0.87 | Sqm |  |  |  | SSR 22-23
| Ramp | 1 | x | 1 | 1.45 | 0 | 0.87 | 1.26 | Sqm |  |  |  | SSR 22-23
|  | 1 | x | 1 | 2.57 | 0 | 0.87 | 2.24 | Sqm |  |  |  | SSR 22-23
SSR 22-23
[9 empty] | Sqm | 1514.34 | SSR 22-23 | 0 | SSR 22-23
4 | Supplying & fixing of Stainless Steel Tubes using stainless steel welding rods including buffing, polishing, lacquer finishing, to present seamless finish | [11 empty] | SSR 22-23
| Qty.p.22 of M.B.No.299/A/ZP/19 | [11 empty] | SSR 22-23
|  | 1 | x | 1 | 0.5 | 0 | 0 | 0.5 | Kg |  |  |  | SSR 22-23
SSR 22-23
[9 empty] | Kg | 568.35 | SSR 22-23 | 0 | SSR 22-23
7 | Full Rounding the edges of Granite stone slabs of all thicknesses including polishing the same. | [11 empty] | SSR 22-23
| Qty.p. of M.B.No. | [11 empty] | SSR 22-23
| Staircase 1st flight | 1 | x | 11 | 1.25 | 0 | 0 | 13.75 | Rm |  |  |  | SSR 22-23
| Staircase 2nd flight | 1 | x | 11 | 1.25 | 0 | 0 | 13.75 | Rm |  |  |  | SSR 22-23
| First floor | [11 empty] | SSR 22-23
| Staircase 1st flight | 1 | x | 7 | 1.25 | 0 | 0 | 8.75 | Rm |  |  |  | SSR 22-23
SSR 22-23
[9 empty] | Rm | 453 | SSR 22-23 | 0 | SSR 22-23
Water and Sanitation items
1 | Supply and Fixing of Premium make CPVC Pipes and Fittings to meet the requirement of ASTM-D 2846 and are produced in CTS (Copper Tube Sizes 1/2" ton 2" Ashirvad lowgurard SDR 11 and SDR 13.5 pipes are made from dential CPVC compounds having the same physical roperties for Hot and Cold Water (IS 15778:2007)for 32mm dia | [11 empty] | SSR 19-20
| Qty.p. 53 of M.B.No.790/A/ZP/19 | [11 empty] | SSR 19-20
|  | 1 | x | 1 | 10 | 0 | 0 | 10 | Rm |  |  |  | SSR 19-20
SSR 19-20
[9 empty] | Rm | 193 | SSR 19-20 | 0 | SSR 19-20
1 | Supply and Fixing of Premium make CPVC Pipes and Fittings to meet the requirement of ASTM-D 2846 and are produced in CTS (Copper Tube Sizes 1/2" ton 2" Ashirvad lowgurard SDR 11 and SDR 13.5 pipes are made from dential CPVC compounds having the same physical roperties for Hot and Cold Water (IS 15778:2007)for 25mm dia | [11 empty] | SSR 19-20
| Qty.p. of M.B.No.299/A/ZP/19 | [11 empty] | SSR 19-20
|  | 1 | x | 1 | 45 | 0 | 0 | 45 | Rm |  |  |  | SSR 19-20
SSR 19-20
[9 empty] | Rm | 123 | SSR 19-20 | 0 | SSR 19-20
10 | Supply and Fixing of Premium make CPVC Pipes and Fittings to meet the requirement of ASTM-D 2846 and are produced in CTS (Copper Tube Sizes 1/2" ton 2" Ashirvad lowgurard SDR 11 and SDR 13.5 pipes are made from dential CPVC compounds having the same physical roperties for Hot and Cold Water (IS 15778:2007)for 20mm dia | [11 empty] | SSR 19-20
| Qty.p.15 of M.B.No.299/A/ZP/19 | [11 empty] | SSR 19-20
|  | 1 | x | 1 | 11 | 0 | 0 | 11 | Rm |  |  |  | SSR 19-20
SSR 19-20
[9 empty] | Rm | 85 | SSR 19-20 | 0 | SSR 19-20
2 | Manufacture, Supply and Delivery of Unplasticised PVCs Pipes for potable water supplies conforming to IS : 4985/2000 (3rd revision) with bell ends (Socket) as per specification. | [11 empty] | SSR 19-20
| Qty.p.23 of M.B.No.299/A/ZP/19 | [11 empty] | SSR 19-20
|  | 1 | x | 1 | 85 | 0 | 0 | 85 | Rm |  |  |  | SSR 19-20
SSR 19-20
[9 empty] | Rm | 24 | SSR 19-20 | 0 | SSR 19-20
2 | Labour charges for laying, joining, welding, fixing and commissioning the C-PVC pipes including all specials such ascouplers/ bends/ tees etc including fixing necessary fittings like bends, plugs, couplers, junctions, tees, etc with welding the joint as per standard practice - up to 40 mm dia | [11 empty] | SSR 19-20
| Qty.p. of M.B.No.299/A/ZP/19 | [11 empty] | SSR 19-20
| 25mm dia | 1 | x | 1 | 0 | 0 | 0 | 1 | Rm |  |  |  | SSR 19-20
SSR 19-20
[9 empty] | Rm | 31 | SSR 19-20 | 0 | SSR 19-20
3 | Supply & fixing of tested NP bib taps at all levels of 12.70mm dia of Indian make 400g first quality including cost & conveyance of all materials, labour charges for finished item of work, and all taxes complete for all floors | [11 empty] | SSR 19-20
| Qty.p. of M.B.No.299/A/ZP/19 | [11 empty] | SSR 19-20
|  | 1 | x | 9 | 0 | 0 | 0 | 9 | No |  |  |  | SSR 19-20
SSR 19-20
[9 empty] | No | 349 | SSR 19-20 | 0 | SSR 19-20
4 | Supplying & fixing 15 mm bib tap with flange Chromeum plated Jaquar make queen series | [11 empty] | SSR 19-20
| Qty.P.No. of M.B.No. | [11 empty] | SSR 19-20
|  | 1 | x | 2 | 0 | 0 | 0 | 2 | No |  |  |  | SSR 19-20
SSR 19-20
[9 empty] | No | 1483 | SSR 19-20 | 0 | SSR 19-20
4 | Prince/ Sudhakar make or equivalent quality PVC /SWR pipes & fittings ( as per ISI standards) 4kg/cm2 110mm dia. double socket | [11 empty] | SSR 19-20
| Qty.p. of M.B.No.299/A/ZP/19 | [11 empty] | SSR 19-20
|  | 1 | x | 1 | 17 | 0 | 0 | 17 | Rm |  |  |  | SSR 19-20
SSR 19-20
[9 empty] | Rm | 136.6667 | SSR 19-20 | 0 | SSR 19-20
4 | Prince/ Sudhakar make or equivalent quality PVC /SWR pipes & fittings ( as per ISI standards) 4kg/cm2 90mm dia. double socket | [11 empty] | SSR 19-20
| Qty.p.12 of M.B.No.299/A/ZP/19 | [11 empty] | SSR 19-20
|  | 1 | x | 1 | 18 | 0 | 0 | 18 | Rm |  |  |  | SSR 19-20
SSR 19-20
[9 empty] | Rm | 129.6667 | SSR 19-20 | 0 | SSR 19-20
5 | Prince/ Sudhakar make or equivalent quality PVC /SWR pipes & fittings ( as per ISI standards) 4kg/cm2 75mm dia. double socket | [11 empty] | SSR 19-20
| Qty.p. of M.B.No.299/A/ZP/19 | [11 empty] | SSR 19-20
|  | 1 | x | 1 | 22 | 0 | 0 | 22 | Rm |  |  |  | SSR 19-20
SSR 19-20
[9 empty] | Rm | 81.3333 | SSR 19-20 | 0 | SSR 19-20
6 | Labour charges for laying, fixing and commissioning the PVC pipes including couplers/ bends/ tees etc any diameter including fixing necessary fittings like bends, plugs, couplers, junctions, tees, etc with solvent jointing as per standard practice | [11 empty] | SSR 19-20
| Qty.p. of M.B.No.299/A/ZP/19 | [11 empty] | SSR 19-20
| 110mm dia | 1 | x | 1 | 0 | 0 | 0 | 1 | Rm |  |  |  | SSR 19-20
| 75mm dia | 1 | x | 1 | 0 | 0 | 0 | 1 | Rm |  |  |  | SSR 19-20
SSR 19-20
[9 empty] | Rm | 70 | SSR 19-20 | 0 | SSR 19-20
7 | Supplying and Fixing European Water Closet of 1st quality make white glazed with 'P' trap with low down porcelain flushing tank 10 Lit Capacity internal components and Fixing best Indian make plastic seat and lid for European water closets with rubber or plastic Buffers including all labour charges for fixing etc., complete. | [11 empty] | SSR 19-20
| Qty.p. of M.B.No.299/A/ZP/19 | [11 empty] | SSR 19-20
| Tiolets | 1 | x | 3 | 0 | 0 | 0 | 3 | No |  |  |  | SSR 19-20
SSR 19-20
[9 empty] | No | 4776 | SSR 19-20 | 0 | SSR 19-20
8 | Supplying & Fixing Indian pattern white glazed W.C 1st quality ISI marked conforming to IS:2556-Part-3-1981 with"P" or "S" trap: 630 mm Long | [11 empty] | SSR 19-20
| Qty.P.No. of M.B.No. | [11 empty] | SSR 19-20
| Tiolets | 1 | x | 1 | 0 | 0 | 0 | 1 | No |  |  |  | SSR 19-20
SSR 19-20
[9 empty] | No | 934 | SSR 19-20 | 0 | SSR 19-20
8 | Supplying & Fixing white glazed flat back half stall urinals 1st quality conforming to IS:2556-1995 with standard C.P. Spreader of overall size 95 x 95 x 57 mm conforming to IS:2556-Part6, Sec-6-1974 fixed with screws complete Indian make : 410 x 265 x 305 mm | [11 empty] | SSR 19-20
| Qty.p. of M.B.No.299/A/ZP/19 | [11 empty] | SSR 19-20
| Gents tiolet | 1 | x | 1 | 0 | 0 | 0 | 1 | No |  |  |  | SSR 19-20
SSR 19-20
[9 empty] | No | 2385 | SSR 19-20 | 0 | SSR 19-20
9 | Supplying and fixing Indian make Flat Back Wash Hand Basin (HSW/Parryware/ Neycer) 1st quality conforming to IS:2556-Part-4:1972 of size 450mm x 300mm with 32 mm nominal size C.P. Fitting with parallel pipe thread onforming to IS:2963-1979 and fitted with 15 mm nominal bore Chromium Plated Pillar Tap of 1st quality Indian make 400 grams Seiko/Senior/Nice or equivalent complete with tandard CI brackets including wooden blocks ,1 No.12.70mm PVC connection with brass union nuts CP oated , 1 No.12.70mm NP bib tap 400 gms Seiko or equivalent , 31.75mm dia. PVC flexible waste pipe 914.4mm length of 1st quality including cost and onveyance of all materials to site, labour charges , overheads & contractors profit for finished item of work | [11 empty] | SSR 19-20
| Qty.p. of M.B.No.299/A/ZP/19 | [11 empty] | SSR 19-20
|  | 1 | x | 3 | 0 | 0 | 0 | 3 | No |  |  |  | SSR 19-20
SSR 19-20
[9 empty] | No | 1827 | SSR 19-20 | 0 | SSR 19-20
10 | Supplying & fixing 4" (101.6 mm ) Nahany trap with Jali- PVC/SWR Pipe fittings | [11 empty] | SSR 19-20
| Qty.p. of M.B.No.299/A/ZP/19 | [11 empty] | SSR 19-20
|  | 1 | x | 3 | 0 | 0 | 0 | 3 | No |  |  |  | SSR 19-20
SSR 19-20
[9 empty] | No | 122 | SSR 19-20 | 0 | SSR 19-20
11 | Providing & placing on Terrace polyethylene water storage tank with Double layer approved brand & manufacture with cover and suitable locking arrangement & making necessary holes for inlet & outlets and overflow pipes but without fittings & base support for tanks | [11 empty] | SSR 19-20
| Qty.p. of M.B.No.299/A/ZP/19 | [11 empty] | SSR 19-20
|  | 1 | x | 1 | 1000 | 0 | 0 | 1000 | Ltr |  |  |  | SSR 19-20
SSR 19-20
[9 empty] | Ltr | 6 | SSR 19-20 | 0 | SSR 19-20
7 | Drilling of 165mm dia Bore well by down the hole hammer at a fiished dia of 165mm dia in all formations suitable for down the hole hammer drilling such as meduim hard rock formation, all consolidated frormation etc and reaming the borewell to subinsertation of required casing pipe etc including insertion of casing pipe with couplings, caps any other relevant materials upto required depth as directed by the dept, transportation of drilling rigs and supporting vehicle and including bore development. Flushing of Borewell at an avarage pressure of 150PSI conducting yield test, crew charegs required in fixation of pipe assembly completely done to the satisfaction of the dept and incuding all labour charges, but excluding the cost of casing pipe etc. The entire work should be carried out as per IS-2800 part I and II 1979 | [11 empty] | SSR 19-20
| Qty.p.3 of M.B.No.790/A/ZP/19 |  | 21.02.2021 | [9 empty] | SSR 19-20
| Upto 90 Mts | 1 | x | 1 | 90 | 0 | 0 |  | Rm | 446.4 | SSR 19-20 | 0 | SSR 19-20
| 90Mts to 150 Mts | 1 | x | 1 | 30 | 0 | 0 |  | Rm | 477.6 | SSR 19-20 | 0 | SSR 19-20
| 150Mts to 240 Mts | 1 | x | 1 | 60 | 0 | 0 |  | Rm | 600 | SSR 19-20 | 0 | SSR 19-20
SSR 19-20
8 | Providing PVC Casing pipe 180mm dia of 6 Kgs/cm2 including cost and conveyance of Pipe and labour charges etc complete for Borewell of 165mm dia. Item No 20 of PH items in SoR 2019-20 Page 67 Rs 636-00 per 1.00 RM | [11 empty] | SSR 19-20
| Qty.p.3 of M.B.No.790/A/ZP/19 |  | 21.02.2021 | [9 empty] | SSR 19-20
|  | 1 | x | 1 | 18 | 0 | 0 | 18 | Rm |  |  |  | SSR 19-20
SSR 19-20
[9 empty] | Rm | 325 | SSR 19-20 | 0 | SSR 19-20
9 | Supply and erecting, ISI mark submersible 1.0 HP,Single Phase 18stages pumpset suitable for 106 / 156mm dia borewell with high quality water resistant and dynamically balanced bronze impeller with stainless steel shaft sleeves, pump coupling and pivot of Single phase 250V, 50Hz.. A.C. power supply copper winding with water proof insulation and high precision strength not to be effected by chemical in water and suitable bronze bearings with nut and bolts etc., with necessary H-type clamp of suitable size and strength. | [11 empty] | SSR 19-20
| Qty.p.3 of M.B.No.790/A/ZP/19 |  | 21.02.2021 | [9 empty] | SSR 19-20
|  | 1 | x | 1 | 0 | 0 | 0 | 1 | No |  |  |  | SSR 19-20
SSR 19-20
[9 empty] | No | 18409 | SSR 19-20 | 0 | SSR 19-20
10 | S& F 40 mm HDPE pipe pipe properties & weight as per IS 1239 ISI mark with GI fittings including the cost of pipe & its fittings & labour charges. | [11 empty] | SSR 19-20
| Qty.p.4 of M.B.No.790/A/ZP/19 |  | 21.02.2021 | [9 empty] | SSR 19-20
|  | 1 | x | 1 | 85 | 0 | 0 | 85 | Rm |  |  |  | SSR 19-20
SSR 19-20
[9 empty] | Rm | 64 | SSR 19-20 | 0 | SSR 19-20
11 | S&F of 180mm dia bore cap | [11 empty] | SSR 19-20
| Qty.p.4 of M.B.No.790/A/ZP/19 |  | 21.02.2021 | [9 empty] | SSR 19-20
|  | 1 | x | 1 | 0 | 0 | 0 | 1 | No |  |  |  | SSR 19-20
SSR 19-20
[9 empty] | No | 109 | SSR 19-20 | 0 | SSR 19-20
12 | S&F of 25mm dia GI pipe | [11 empty] | SSR 19-20
| Qty.p.4 of M.B.No.790/A/ZP/19 |  | 21.02.2021 | [9 empty] | SSR 19-20
|  | 1 | x | 1 | 0.5 | 0 | 0 | 0.5 | Rm |  |  |  | SSR 19-20
SSR 19-20
[9 empty] | Rm | 198 | SSR 19-20 | 0 | SSR 19-20
13 | S&F of 25mm dia GI Bends | [11 empty] | SSR 19-20
| Qty.p.4 of M.B.No.790/A/ZP/19 |  | 21.02.2021 | [9 empty] | SSR 19-20
|  | 1 | x | 1 | 0 | 0 | 0 | 1 | No |  |  |  | SSR 19-20
SSR 19-20
[9 empty] | No | 22 | SSR 19-20 | 0 | SSR 19-20
14 | S&F of 25mm dia Clamp set | [11 empty] | SSR 19-20
| Qty.p.4 of M.B.No.790/A/ZP/19 |  | 21.02.2021 | [9 empty] | SSR 19-20
|  | 1 | x | 1 | 0 | 0 | 0 | 1 | No |  |  |  | SSR 19-20
SSR 19-20
[9 empty] | No | 145.2 | SSR 19-20 | 0 | SSR 19-20
15 | Supply of 3 core 1.50 sqm flat copper cable as per for submersible motors of makes polycab for service mains including cost of material and labour charges and taxes etc., complete. | [11 empty] | SSR 19-20
| Qty.p.6 of M.B.No.790/A/ZP/19 |  | 21.02.2021 | [9 empty] | SSR 19-20
|  | 1 | x | 1 | 90 | 0 | 0 | 90 | Rm |  |  |  | SSR 19-20
SSR 19-20
[9 empty] | Rm | 80 | SSR 19-20 | 0 | SSR 19-20
16 | Supply and Transportation of control panel for single phasesubmersible motors up to 3 HP @ 220V 50Hz operating range between 80 to 240V including supply and fixing of Direct - on - Line LTLK / SIEMENS / CROMPTON make Volt meter and Ammeter with starting and running capacitors assembled with ISI mark contactors and fitted with Legrand make ISI mark MCB etc., complete. | [11 empty] | SSR 19-20
| Qty.p.6 of M.B.No.790/A/ZP/19 |  | 21.02.2021 | [9 empty] | SSR 19-20
|  | 1 | x | 1 | 0 | 0 | 0 | 1 | No |  |  |  | SSR 19-20
SSR 19-20
[9 empty] | No | 4500 | SSR 19-20 | 0 | SSR 19-20
| As per SSR 2020-21 | [11 empty] | SSR 20-21
1 | Supply and Fixing of Premium make CPVC Pipes and Fittings to meet the requirement of ASTM-D 2846 and are produced in CTS (Copper Tube Sizes 1/2" ton 2" Ashirvad lowgurard SDR 11 and SDR 13.5 pipes are made from dential CPVC compounds having the same physical roperties for Hot and Cold Water (IS 15778:2007)for 32mm dia | [11 empty] | SSR 20-21
| Qty.p.9 of M.B.No.299/A/ZP/19 | [11 empty] | SSR 20-21
|  | 1 | x | 1 | 28 | 0 | 0 | 28 | Rm |  |  |  | SSR 20-21
SSR 20-21
[9 empty] | Rm | 193 | SSR 20-21 | 0 | SSR 20-21
9 | Supply and Fixing of Premium make CPVC Pipes and Fittings to meet the requirement of ASTM-D 2846 and are produced in CTS (Copper Tube Sizes 1/2" ton 2" Ashirvad lowgurard SDR 11 and SDR 13.5 pipes are made from dential CPVC compounds having the same physical roperties for Hot and Cold Water (IS 15778:2007)for 25mm dia | [11 empty] | SSR 20-21
| Qty.p. of M.B.No.824/B/ZP/19 | [11 empty] | SSR 20-21
|  | 1 | x | 1 | 45 | 0 | 0 | 45 | Rm |  |  |  | SSR 20-21
SSR 20-21
[9 empty] | Rm | 123 | SSR 20-21 | 0 | SSR 20-21
7 | Supply and Fixing of Premium make CPVC Pipes and Fittings to meet the requirement of ASTM-D 2846 and are produced in CTS (Copper Tube Sizes 1/2" ton 2" Ashirvad lowgurard SDR 11 and SDR 13.5 pipes are made from dential CPVC compounds having the same physical roperties for Hot and Cold Water (IS 15778:2007)for 20mm dia | [11 empty] | SSR 20-21
| Qty.p.15 of M.B.No.558/B/ZP/20 | [11 empty] | SSR 20-21
|  | 1 | x | 1 | 44 | 0 | 0 | 44 | Rm |  |  |  | SSR 20-21
SSR 20-21
[9 empty] | Rm | 85 | SSR 20-21 | 0 | SSR 20-21
2 | Manufacture, Supply and Delivery of Unplasticised PVCs Pipes for potable water supplies conforming to IS : 4985/2000 (3rd revision) with bell ends (Socket) as per specification. | [11 empty] | SSR 20-21
| Qty.p.23 of M.B.No.299/A/ZP/19 | [11 empty] | SSR 20-21
|  | 1 | x | 1 | 85 | 0 | 0 | 85 | Rm |  |  |  | SSR 20-21
SSR 20-21
[9 empty] | Rm | 24 | SSR 20-21 | 0 | SSR 20-21
8 | Labour charges for laying, joining, welding, fixing and commissioning the C-PVC pipes including all specials such ascouplers/ bends/ tees etc including fixing necessary fittings like bends, plugs, couplers, junctions, tees, etc with welding the joint as per standard practice - up to 40 mm dia | [11 empty] | SSR 20-21
| Qty.p.16 of M.B.No.558/B/ZP/20 | [11 empty] | SSR 20-21
|  | 1 | x | 1 | 44 | 0 | 0 | 44 | Rm |  |  |  | SSR 20-21
SSR 20-21
[9 empty] | Rm | 31 | SSR 20-21 | 0 | SSR 20-21
9 | Supply & fixing of tested NP bib taps at all levels of 12.70mm dia of Indian make 400g first quality including cost & conveyance of all materials, labour charges for finished item of work, and all taxes complete for all floors | [11 empty] | SSR 20-21
| Qty.p. of M.B.No.558/B/ZP/20 | [11 empty] | SSR 20-21
|  | 1 | x | 6 | 0 | 0 | 0 | 6 | No |  |  |  | SSR 20-21
SSR 20-21
[9 empty] | No | 349 | SSR 20-21 | 0 | SSR 20-21
12 | Supply & Fixing of Bibcock cum Health Faucet with 1m long tube and wall hook | [11 empty] | SSR 20-21
| Qty.p. of M.B.No.824/B/ZP/19 | [11 empty] | SSR 20-21
|  | 1 | x | 3 | 0 | 0 | 0 | 3 | No |  |  |  | SSR 20-21
SSR 20-21
[9 empty] | No | 2769 | SSR 20-21 | 0 | SSR 20-21
10 | Prince/ Sudhakar make or equivalent quality PVC /SWR pipes & fittings ( as per ISI standards) 4kg/cm2 110mm dia. double socket | [11 empty] | SSR 20-21
| Qty.p.11 of M.B.No.558/B/ZP/20 | [11 empty] | SSR 20-21
|  | 1 | x | 1 | 11.5 | 0 | 0 | 11.5 | Rm |  |  |  | SSR 20-21
SSR 20-21
[9 empty] | Rm | 136.6667 | SSR 20-21 | 0 | SSR 20-21
4 | Prince/ Sudhakar make or equivalent quality PVC /SWR pipes & fittings ( as per ISI standards) 4kg/cm2 90mm dia. double socket | [11 empty] | SSR 20-21
| Qty.p.12 of M.B.No.299/A/ZP/19 | [11 empty] | SSR 20-21
|  | 1 | x | 1 | 18 | 0 | 0 | 18 | Rm |  |  |  | SSR 20-21
SSR 20-21
[9 empty] | Rm | 129.6667 | SSR 20-21 | 0 | SSR 20-21
11 | Prince/ Sudhakar make or equivalent quality PVC /SWR pipes & fittings ( as per ISI standards) 4kg/cm2 75mm dia. double socket | [11 empty] | SSR 20-21
| Qty.p.11 of M.B.No.558/B/ZP/20 | [11 empty] | SSR 20-21
|  | 1 | x | 1 | 18 | 0 | 0 | 18 | Rm |  |  |  | SSR 20-21
SSR 20-21
[9 empty] | Rm | 81.3333 | SSR 20-21 | 0 | SSR 20-21
12 | Labour charges for laying, fixing and commissioning the PVC pipes including couplers/ bends/ tees etc any diameter including fixing necessary fittings like bends, plugs, couplers, junctions, tees, etc with solvent jointing as per standard practice | [11 empty] | SSR 20-21
| Qty.p.12 of M.B.No.558/B/ZP/20 | [11 empty] | SSR 20-21
| 110mm dia | 1 | x | 1 | 11.5 | 0 | 0 | 11.5 | Rm |  |  |  | SSR 20-21
| 75mm dia | 1 | x | 1 | 18 | 0 | 0 | 18 | Rm |  |  |  | SSR 20-21
SSR 20-21
[9 empty] | Rm | 70 | SSR 20-21 | 0 | SSR 20-21
13 | Supplying and Fixing European Water Closet of 1st quality make white glazed with 'P' trap with low down porcelain flushing tank 10 Lit Capacity internal components and Fixing best Indian make plastic seat and lid for European water closets with rubber or plastic Buffers including all labour charges for fixing etc., complete. | [11 empty] | SSR 20-21
| Qty.p.13 of M.B.No.558/B/ZP/20 | [11 empty] | SSR 20-21
| Tiolets | 1 | x | 3 | 0 | 0 | 0 | 3 | No |  |  |  | SSR 20-21
SSR 20-21
[9 empty] | No | 4776 | SSR 20-21 | 0 | SSR 20-21
8 | Supplying & Fixing Indian pattern white glazed W.C 1st quality ISI marked conforming to IS:2556-Part-3-1981 with"P" or "S" trap: 630 mm Long | [11 empty] | SSR 20-21
| Qty.P.No. of M.B.No. | [11 empty] | SSR 20-21
| Tiolets | 1 | x | 1 | 0 | 0 | 0 | 1 | No |  |  |  | SSR 20-21
SSR 20-21
[9 empty] | No | 934 | SSR 20-21 | 0 | SSR 20-21
17 | Supplying & Fixing white glazed flat back half stall urinals 1st quality conforming to IS:2556-1995 with standard C.P. Spreader of overall size 95 x 95 x 57 mm conforming to IS:2556-Part6, Sec-6-1974 fixed with screws complete Indian make : 410 x 265 x 305 mm | [11 empty] | SSR 20-21
| Qty.p. of M.B.No.824/B/ZP/19 | [11 empty] | SSR 20-21
| Gents tiolet | 1 | x | 1 | 0 | 0 | 0 | 1 | No |  |  |  | SSR 20-21
SSR 20-21
[9 empty] | No | 2385 | SSR 20-21 | 0 | SSR 20-21
14 | Supplying and fixing Indian make Flat Back Wash Hand Basin (HSW/Parryware/ Neycer) 1st quality conforming to IS:2556-Part-4:1972 of size 450mm x 300mm with 32 mm nominal size C.P. Fitting with parallel pipe thread onforming to IS:2963-1979 and fitted with 15 mm nominal bore Chromium Plated Pillar Tap of 1st quality Indian make 400 grams Seiko/Senior/Nice or equivalent complete with tandard CI brackets including wooden blocks ,1 No.12.70mm PVC connection with brass union nuts CP oated , 1 No.12.70mm NP bib tap 400 gms Seiko or equivalent , 31.75mm dia. PVC flexible waste pipe 914.4mm length of 1st quality including cost and onveyance of all materials to site, labour charges , overheads & contractors profit for finished item of work | [11 empty] | SSR 20-21
| Qty.p.14 of M.B.No.558/B/ZP/20 | [11 empty] | SSR 20-21
|  | 1 | x | 3 | 0 | 0 | 0 | 3 | No |  |  |  | SSR 20-21
SSR 20-21
[9 empty] | No | 1827 | SSR 20-21 | 0 | SSR 20-21
15 | Supplying & fixing 4" (101.6 mm ) Nahany trap with Jali- PVC/SWR Pipe fittings | [11 empty] | SSR 20-21
| Qty.p. of M.B.No.558/B/ZP/20 | [11 empty] | SSR 20-21
|  | 1 | x | 4 | 0 | 0 | 0 | 4 | No |  |  |  | SSR 20-21
SSR 20-21
[9 empty] | No | 86 | SSR 20-21 | 0 | SSR 20-21
16 | Providing & placing on Terrace polyethylene water storage tank with Double layer approved brand & manufacture with cover and suitable locking arrangement & making necessary holes for inlet & outlets and overflow pipes but without fittings & base support for tanks | [11 empty] | SSR 20-21
| Qty.p.15 of M.B.No.558/B/ZP/20 | [11 empty] | SSR 20-21
|  | 1 | x | 1 | 1000 | 0 | 0 | 1000 | Ltr |  |  |  | SSR 20-21
SSR 20-21
[9 empty] | Ltr | 6 | SSR 20-21 | 0 | SSR 20-21
17 | Drilling of 165mm dia Bore well by down the hole hammer at a fiished dia of 165mm dia in all formations suitable for down the hole hammer drilling such as meduim hard rock formation, all consolidated frormation etc and reaming the borewell to subinsertation of required casing pipe etc including insertion of casing pipe with couplings, caps any other relevant materials upto required depth as directed by the dept, transportation of drilling rigs and supporting vehicle and including bore development. Flushing of Borewell at an avarage pressure of 150PSI conducting yield test, crew charegs required in fixation of pipe assembly completely done to the satisfaction of the dept and incuding all labour charges, but excluding the cost of casing pipe etc. The entire work should be carried out as per IS-2800 part I and II 1979 | [11 empty] | SSR 20-21
| Qty.p.3 of M.B.No.790/A/ZP/19 | [11 empty] | SSR 20-21
| Upto 90 Mts |  | x | 1 | 90 | 0 | 0 | 0 | Rm | 446.4 | SSR 20-21 | 0 | SSR 20-21
| 90Mts to 150 Mts |  | x | 1 | 30 | 0 | 0 | 0 | Rm | 477.6 | SSR 20-21 | 0 | SSR 20-21
| 150Mts to 240 Mts | 1 | x | 1 | 60 | 0 | 0 |  | Rm | 535.7 | SSR 20-21 | 0 | SSR 20-21
SSR 20-21
18 | Providing PVC Casing pipe 180mm dia of 6 Kgs/cm2 including cost and conveyance of Pipe and labour charges etc complete for Borewell of 165mm dia. Item No 20 of PH items in SoR 2019-20 Page 67 Rs 636-00 per 1.00 RM | [11 empty] | SSR 20-21
| Qty.p.3 of M.B.No.790/A/ZP/19 | [11 empty] | SSR 20-21
|  |  | x | 1 | 18 | 0 | 0 | 0 | Rm |  |  |  | SSR 20-21
SSR 20-21
[8 empty] | 0 | Rm | 325 | SSR 20-21 | 0 | SSR 20-21
19 | Supply and erecting, ISI mark submersible 1.0 HP,Single Phase 18stages pumpset suitable for 106 / 156mm dia borewell with high quality water resistant and dynamically balanced bronze impeller with stainless steel shaft sleeves, pump coupling and pivot of Single phase 250V, 50Hz.. A.C. power supply copper winding with water proof insulation and high precision strength not to be effected by chemical in water and suitable bronze bearings with nut and bolts etc., with necessary H-type clamp of suitable size and strength. | [11 empty] | SSR 20-21
| Qty.p.3 of M.B.No.790/A/ZP/19 | [11 empty] | SSR 20-21
|  |  | x | 1 | 0 | 0 | 0 | 0 | No |  |  |  | SSR 20-21
SSR 20-21
[8 empty] | 0 | No | 18526 | SSR 20-21 | 0 | SSR 20-21
20 | S& F 40 mm HDPE pipe pipe properties & weight as per IS 1239 ISI mark with GI fittings including the cost of pipe & its fittings & labour charges. | [11 empty] | SSR 20-21
| Qty.p.4 of M.B.No.790/A/ZP/19 | [11 empty] | SSR 20-21
|  |  | x | 1 | 85 | 0 | 0 | 0 | Rm |  |  |  | SSR 20-21
SSR 20-21
[8 empty] | 0 | Rm | 59 | SSR 20-21 | 0 | SSR 20-21
21 | S&F of 180mm dia bore cap | [11 empty] | SSR 20-21
| Qty.p.4 of M.B.No.790/A/ZP/19 | [11 empty] | SSR 20-21
|  |  | x | 1 | 0 | 0 | 0 | 0 | No |  |  |  | SSR 20-21
SSR 20-21
[8 empty] | 0 | No | 300 | SSR 20-21 | 0 | SSR 20-21
22 | S&F of 25mm dia GI pipe | [11 empty] | SSR 20-21
| Qty.p.4 of M.B.No.790/A/ZP/19 | [11 empty] | SSR 20-21
|  |  | x | 1 | 0.5 | 0 | 0 | 0 | Rm |  |  |  | SSR 20-21
SSR 20-21
[8 empty] | 0 | Rm | 400 | SSR 20-21 | 0 | SSR 20-21
23 | S&F of 25mm dia GI Bends | [11 empty] | SSR 20-21
| Qty.p.4 of M.B.No.790/A/ZP/19 | [11 empty] | SSR 20-21
|  |  | x | 1 | 0 | 0 | 0 | 0 | No |  |  |  | SSR 20-21
SSR 20-21
[8 empty] | 0 | No | 70 | SSR 20-21 | 0 | SSR 20-21
24 | S&F of 25mm dia Clamp set | [11 empty] | SSR 20-21
| Qty.p.4 of M.B.No.790/A/ZP/19 | [11 empty] | SSR 20-21
|  |  | x | 1 | 0 | 0 | 0 | 0 | No |  |  |  | SSR 20-21
SSR 20-21
[8 empty] | 0 | No | 175 | SSR 20-21 | 0 | SSR 20-21
25 | Supply of 3 core 1.50 sqm flat copper cable as per for submersible motors of makes polycab for service mains including cost of material and labour charges and taxes etc., complete. | [11 empty] | SSR 20-21
| Qty.p.6 of M.B.No.790/A/ZP/19 | [11 empty] | SSR 20-21
|  |  | x | 1 | 90 | 0 | 0 | 0 | Rm |  |  |  | SSR 20-21
SSR 20-21
[8 empty] | 0 | Rm | 80 | SSR 20-21 | 0 | SSR 20-21
26 | Supply and Transportation of control panel for single phasesubmersible motors up to 3 HP @ 220V 50Hz operating range between 80 to 240V including supply and fixing of Direct - on - Line LTLK / SIEMENS / CROMPTON make Volt meter and Ammeter with starting and running capacitors assembled with ISI mark contactors and fitted with Legrand make ISI mark MCB etc., complete. | [11 empty] | SSR 20-21
| Qty.p.6 of M.B.No.790/A/ZP/19 | [11 empty] | SSR 20-21
|  |  | x | 1 | 0 | 0 | 0 | 0 | No |  |  |  | SSR 20-21
SSR 20-21
[8 empty] | 0 | No | 4500 | SSR 20-21 | 0 | SSR 20-21
| As per SSR 2021-22 | [11 empty] | SSR 21-22
1 | Supply and Fixing of Premium make CPVC Pipes and Fittings to meet the requirement of ASTM-D 2846 and are produced in CTS (Copper Tube Sizes 1/2" ton 2" Ashirvad lowgurard SDR 11 and SDR 13.5 pipes are made from dential CPVC compounds having the same physical roperties for Hot and Cold Water (IS 15778:2007)for 32mm dia | [11 empty] | SSR 21-22
| Qty.p.9 of M.B.No.299/A/ZP/19 | [11 empty] | SSR 21-22
|  | 1 | x | 1 | 28 | 0 | 0 | 28 | Rm |  |  |  | SSR 21-22
SSR 21-22
[9 empty] | Rm | 202 | SSR 21-22 | 0 | SSR 21-22
1 | Supply and Fixing of Premium make CPVC Pipes and Fittings to meet the requirement of ASTM-D 2846 and are produced in CTS (Copper Tube Sizes 1/2" ton 2" Ashirvad lowgurard SDR 11 and SDR 13.5 pipes are made from dential CPVC compounds having the same physical roperties for Hot and Cold Water (IS 15778:2007)for 25mm dia | [11 empty] | SSR 21-22
| Qty.p. of M.B.No.299/A/ZP/19 | [11 empty] | SSR 21-22
|  | 1 | x | 1 | 45 | 0 | 0 | 45 | Rm |  |  |  | SSR 21-22
SSR 21-22
[9 empty] | Rm | 129 | SSR 21-22 | 0 | SSR 21-22
1 | Supply and Fixing of Premium make CPVC Pipes and Fittings to meet the requirement of ASTM-D 2846 and are produced in CTS (Copper Tube Sizes 1/2" ton 2" Ashirvad lowgurard SDR 11 and SDR 13.5 pipes are made from dential CPVC compounds having the same physical roperties for Hot and Cold Water (IS 15778:2007)for 20mm dia | [11 empty] | SSR 21-22
| Qty.p.60 of M.B.No.299/A/ZP/19 | [11 empty] | SSR 21-22
| Staff wash room | 1 | x | 1 | 9.1 | 0 | 0 | 9.1 | Rm |  |  |  | SSR 21-22
| Clinic wash room | 1 | x | 1 | 5.5 | 0 | 0 | 5.5 | Rm |  |  |  | SSR 21-22
SSR 21-22
[9 empty] | Rm | 89 | SSR 21-22 | 0 | SSR 21-22
2 | Manufacture, Supply and Delivery of Unplasticised PVCs Pipes for potable water supplies conforming to IS : 4985/2000 (3rd revision) with bell ends (Socket) as per specification. | [11 empty] | SSR 21-22
| Qty.p.23 of M.B.No.299/A/ZP/19 | [11 empty] | SSR 21-22
|  | 1 | x | 1 | 85 | 0 | 0 | 85 | Rm |  |  |  | SSR 21-22
SSR 21-22
[9 empty] | Rm | 33 | SSR 21-22 | 0 | SSR 21-22
2 | Labour charges for laying, joining, welding, fixing and commissioning the C-PVC pipes including all specials such ascouplers/ bends/ tees etc including fixing necessary fittings like bends, plugs, couplers, junctions, tees, etc with welding the joint as per standard practice - up to 40 mm dia | [11 empty] | SSR 21-22
| Qty.p.60 of M.B.No.299/A/ZP/19 | [11 empty] | SSR 21-22
| 20mm dia | 1 | x | 1 | 9.1 | 0 | 0 | 9.1 | Rm |  |  |  | SSR 21-22
|  | 1 | x | 1 | 5.5 | 0 | 0 | 5.5 | Rm
SSR 21-22
[9 empty] | Rm | 33 | SSR 21-22 | 0 | SSR 21-22
3 | Supply & fixing of tested NP bib taps at all levels of 12.70mm dia of Indian make 400g first quality including cost & conveyance of all materials, labour charges for finished item of work, and all taxes complete for all floors | [11 empty] | SSR 21-22
| Qty.p. of M.B.No.299/A/ZP/19 | [11 empty] | SSR 21-22
|  | 1 | x | 9 | 0 | 0 | 0 | 9 | No |  |  |  | SSR 21-22
SSR 21-22
[9 empty] | No | 366 | SSR 21-22 | 0 | SSR 21-22
4 | Supplying & fixing 15 mm bib tap with flange Chromeum plated Jaquar make queen series | [11 empty] | SSR 21-22
| Qty.P.No. of M.B.No. | [11 empty] | SSR 21-22
|  | 1 | x | 2 | 0 | 0 | 0 | 2 | No |  |  |  | SSR 21-22
SSR 21-22
[9 empty] | No | 1554 | SSR 21-22 | 0 | SSR 21-22
3 | Prince/ Sudhakar make or equivalent quality PVC /SWR pipes & fittings ( as per ISI standards) 4kg/cm2 110mm dia. double socket | [11 empty] | SSR 21-22
| Qty.p.58 of M.B.No.299/A/ZP/19 | [11 empty] | SSR 21-22
| Staff wash room | 1 | x | 1 | 2.1 | 0 | 0 | 2.1 | Rm |  |  |  | SSR 21-22
| Clinic wash room | 1 | x | 1 | 2.1 | 0 | 0 | 2.1 | Rm |  |  |  | SSR 21-22
SSR 21-22
[9 empty] | Rm | 142 | SSR 21-22 | 0 | SSR 21-22
4 | Prince/ Sudhakar make or equivalent quality PVC /SWR pipes & fittings ( as per ISI standards) 4kg/cm2 90mm dia. double socket | [11 empty] | SSR 21-22
| Qty.p.12 of M.B.No.299/A/ZP/19 | [11 empty] | SSR 21-22
|  | 1 | x | 1 | 18 | 0 | 0 | 18 | Rm |  |  |  | SSR 21-22
SSR 21-22
[9 empty] | Rm | 135 | SSR 21-22 | 0 | SSR 21-22
4 | Prince/ Sudhakar make or equivalent quality PVC /SWR pipes & fittings ( as per ISI standards) 4kg/cm2 75mm dia. double socket | [11 empty] | SSR 21-22
| Qty.p.58 of M.B.No.299/A/ZP/19 | [11 empty] | SSR 21-22
| Staff wash room | 1 | x | 1 | 3.9 | 0 | 0 | 3.9 | Rm |  |  |  | SSR 21-22
| Clinic wash room | 1 | x | 1 | 3.6 | 0 | 0 | 3.6 | Rm |  |  |  | SSR 21-22
SSR 21-22
[9 empty] | Rm | 84.6667 | SSR 21-22 | 0 | SSR 21-22
5 | Labour charges for laying, fixing and commissioning the PVC pipes including couplers/ bends/ tees etc any diameter including fixing necessary fittings like bends, plugs, couplers, junctions, tees, etc with solvent jointing as per standard practice | [11 empty] | SSR 21-22
| Qty.p.59 of M.B.No.299/A/ZP/19 | [11 empty] | SSR 21-22
| 110mm dia | 1 | x | 1 | 0 | 0 | 0 | 1 | Rm |  |  |  | SSR 21-22
| 75mm dia | 1 | x | 1 | 0 | 0 | 0 | 1 | Rm |  |  |  | SSR 21-22
SSR 21-22
[9 empty] | Rm | 74 | SSR 21-22 | 0 | SSR 21-22
7 | Supplying and Fixing European Water Closet of 1st quality make white glazed with 'P' trap with low down porcelain flushing tank 10 Lit Capacity internal components and Fixing best Indian make plastic seat and lid for European water closets with rubber or plastic Buffers including all labour charges for fixing etc., complete. | [11 empty] | SSR 21-22
| Qty.p. of M.B.No.299/A/ZP/19 | [11 empty] | SSR 21-22
| Tiolets | 1 | x | 3 | 0 | 0 | 0 | 3 | No |  |  |  | SSR 21-22
SSR 21-22
[9 empty] | No | 5006 | SSR 21-22 | 0 | SSR 21-22
8 | Supplying & Fixing Indian pattern white glazed W.C 1st quality ISI marked conforming to IS:2556-Part-3-1981 with"P" or "S" trap: 630 mm Long | [11 empty] | SSR 21-22
| Qty.P.No. of M.B.No. | [11 empty] | SSR 21-22
| Tiolets | 1 | x | 1 | 0 | 0 | 0 | 1 | No |  |  |  | SSR 21-22
SSR 21-22
[9 empty] | No | 979 | SSR 21-22 | 0 | SSR 21-22
8 | Supplying & Fixing white glazed flat back half stall urinals 1st quality conforming to IS:2556-1995 with standard C.P. Spreader of overall size 95 x 95 x 57 mm conforming to IS:2556-Part6, Sec-6-1974 fixed with screws complete Indian make : 410 x 265 x 305 mm | [11 empty] | SSR 21-22
| Qty.p. of M.B.No.299/A/ZP/19 | [11 empty] | SSR 21-22
| Gents tiolet | 1 | x | 1 | 0 | 0 | 0 | 1 | No |  |  |  | SSR 21-22
SSR 21-22
[9 empty] | No | 2499 | SSR 21-22 | 0 | SSR 21-22
9 | Supplying and fixing Indian make Flat Back Wash Hand Basin (HSW/Parryware/ Neycer) 1st quality conforming to IS:2556-Part-4:1972 of size 450mm x 300mm with 32 mm nominal size C.P. Fitting with parallel pipe thread onforming to IS:2963-1979 and fitted with 15 mm nominal bore Chromium Plated Pillar Tap of 1st quality Indian make 400 grams Seiko/Senior/Nice or equivalent complete with tandard CI brackets including wooden blocks ,1 No.12.70mm PVC connection with brass union nuts CP oated , 1 No.12.70mm NP bib tap 400 gms Seiko or equivalent , 31.75mm dia. PVC flexible waste pipe 914.4mm length of 1st quality including cost and onveyance of all materials to site, labour charges , overheads & contractors profit for finished item of work | [11 empty] | SSR 21-22
| Qty.p. of M.B.No.299/A/ZP/19 | [11 empty] | SSR 21-22
|  | 1 | x | 3 | 0 | 0 | 0 | 3 | No |  |  |  | SSR 21-22
SSR 21-22
[9 empty] | No | 1915 | SSR 21-22 | 0 | SSR 21-22
10 | Supplying & fixing 4" (101.6 mm ) Nahany trap with Jali- PVC/SWR Pipe fittings | [11 empty] | SSR 21-22
| Qty.p. of M.B.No.299/A/ZP/19 | [11 empty] | SSR 21-22
|  | 1 | x | 3 | 0 | 0 | 0 | 3 | No |  |  |  | SSR 21-22
SSR 21-22
[9 empty] | No | 89 | SSR 21-22 | 0 | SSR 21-22
11 | Providing & placing on Terrace polyethylene water storage tank with Double layer approved brand & manufacture with cover and suitable locking arrangement & making necessary holes for inlet & outlets and overflow pipes but without fittings & base support for tanks | [11 empty] | SSR 21-22
| Qty.p. of M.B.No.299/A/ZP/19 | [11 empty] | SSR 21-22
|  | 1 | x | 1 | 1000 | 0 | 0 | 1000 | Ltr |  |  |  | SSR 21-22
SSR 21-22
[9 empty] | Ltr | 6 | SSR 21-22 | 0 | SSR 21-22
10 | Drilling of 165mm dia Bore well by down the hole hammer at a fiished dia of 165mm dia in all formations suitable for down the hole hammer drilling such as meduim hard rock formation, all consolidated frormation etc and reaming the borewell to subinsertation of required casing pipe etc including insertion of casing pipe with couplings, caps any other relevant materials upto required depth as directed by the dept, transportation of drilling rigs and supporting vehicle and including bore development. Flushing of Borewell at an avarage pressure of 150PSI conducting yield test, crew charegs required in fixation of pipe assembly completely done to the satisfaction of the dept and incuding all labour charges, but excluding the cost of casing pipe etc. The entire work should be carried out as per IS-2800 part I and II 1979 | [11 empty] | SSR 21-22
| Qty.p. 1 of M.B.No.299/A/ZP/19 | [11 empty] | SSR 21-22
| Upto 90 Mts | 1 | x | 1 | 58.85 | 0 | 0 |  | Rm | 470 | SSR 21-22 | 0 | SSR 21-22
| 90Mts to 150 Mts | 1 | x | 1 | 60 | 0 | 0 |  | Rm | 502 | SSR 21-22 | 0 | SSR 21-22
| 150Mts to 240 Mts | 1 | x | 1 | 60 | 0 | 0 |  | Rm | 563 | SSR 21-22 | 0 | SSR 21-22
SSR 21-22
11 | Providing PVC Casing pipe 180mm dia of 6 Kgs/cm2 including cost and conveyance of Pipe and labour charges etc complete for Borewell of 165mm dia. Item No 20 of PH items in SoR 2019-20 Page 67 Rs 636-00 per 1.00 RM | [11 empty] | SSR 21-22
| Qty.p. 1 of M.B.No.299/A/ZP/19 | [11 empty] | SSR 21-22
|  | 1 | x | 1 | 6 | 0 | 0 | 6 | Rm |  |  |  | SSR 21-22
SSR 21-22
[9 empty] | Rm | 342 | SSR 21-22 | 0 | SSR 21-22
12 | Supply and Transportation of 1.00HP single phase ISI submersible mortor Pumpset subitable for 4" bore well Makes:Kirloskar/ Crompton/ CRI/ KSB/ Texmo/Aryan Varsha | [11 empty] | SSR 21-22
| Qty.p. 2 of M.B.No.299/A/ZP/19 | [11 empty] | SSR 21-22
|  | 1 | x | 1 | 0 | 0 | 0 | 1 | No |  |  |  | SSR 21-22
SSR 21-22
[9 empty] | No | 18370 | SSR 21-22 | 0 | SSR 21-22
13 | S& F 40 mm HDPE pipe pipe properties & weight as per IS 1239 ISI mark with GI fittings including the cost of pipe & its fittings & labour charges. | [11 empty] | SSR 21-22
| Qty.p. 2 of M.B.No.299/A/ZP/19 | [11 empty] | SSR 21-22
|  | 1 | x | 1 | 58 | 0 | 0 | 58 | Rm |  |  |  | SSR 21-22
SSR 21-22
[9 empty] | Rm | 73 | SSR 21-22 | 0 | SSR 21-22
14 | S&F of 180mm dia bore cap | [11 empty] | SSR 21-22
| Qty.p. 2 of M.B.No.299/A/ZP/19 | [11 empty] | SSR 21-22
|  | 1 | x | 1 | 0 | 0 | 0 | 1 | No |  |  |  | SSR 21-22
SSR 21-22
[9 empty] | No | 315 | SSR 21-22 | 0 | SSR 21-22
15 | S&F of 25mm dia GI pipe | [11 empty] | SSR 21-22
| Qty.p.2 of M.B.No.114/A/ZP/20 | [11 empty] | SSR 21-22
|  | 1 | x | 1 | 0.5 | 0 | 0 | 0.5 | Rm |  |  |  | SSR 21-22
SSR 21-22
[9 empty] | Rm | 420 | SSR 21-22 | 0 | SSR 21-22
17 | S&F of 25mm dia GI Bends | [11 empty] | SSR 21-22
| Qty.p.90 of M.B.No.299/A/ZP/19 | [11 empty] | SSR 21-22
|  | 1 | x | 1 | 0 | 0 | 0 | 1 | No |  |  |  | SSR 21-22
SSR 21-22
[9 empty] | No | 73 | SSR 21-22 | 0 | SSR 21-22
18 | S&F of 25mm dia Clamp set | [11 empty] | SSR 21-22
| Qty.p. 3 of M.B.No.299/A/ZP/19 | [11 empty] | SSR 21-22
|  | 1 | x | 1 | 0 | 0 | 0 | 1 | No |  |  |  | SSR 21-22
SSR 21-22
[9 empty] | No | 177 | SSR 21-22 | 0 | SSR 21-22
16 | Supply of 3 core 1.50 sqm flat copper cable as per for submersible motors of makes polycab for service mains including cost of material and labour charges and taxes etc., complete. | [11 empty] | SSR 21-22
| Qty.p. 2 of M.B.No.299/A/ZP/19 | [11 empty] | SSR 21-22
|  | 1 | x | 1 | 96 | 0 | 0 | 96 | Rm |  |  |  | SSR 21-22
SSR 21-22
[9 empty] | Rm | 92 | SSR 21-22 | 0 | SSR 21-22
17 | Supply and Transportation of control panel for single phasesubmersible motors up to 3 HP @ 220V 50Hz operating range between 80 to 240V including supply and fixing of Direct - on - Line LTLK / SIEMENS / CROMPTON make Volt meter and Ammeter with starting and running capacitors assembled with ISI mark contactors and fitted with Legrand make ISI mark MCB etc., complete. | [11 empty] | SSR 21-22
| Qty.p. 3 of M.B.No.299/A/ZP/19 | [11 empty] | SSR 21-22
|  | 1 | x | 1 | 0 | 0 | 0 | 1 | No |  |  |  | SSR 21-22
SSR 21-22
[9 empty] | No | 4950 | SSR 21-22 | 0 | SSR 21-22
| As per SSR 2022-23 | [11 empty] | SSR 22-23
17 | Supply and Fixing of Premium make CPVC Pipes and Fittings to meet the requirement of ASTM-D 2846 and are produced in CTS (Copper Tube Sizes 1/2" ton 2" Ashirvad lowgurard SDR 11 and SDR 13.5 pipes are made from dential CPVC compounds having the same physical roperties for Hot and Cold Water (IS 15778:2007)for 32mm dia | [11 empty] | SSR 22-23
| Qty.p. 53 of M.B.No.790/A/ZP/19 |  | 21.12.2023 | [9 empty] | SSR 22-23
|  | 1 | x | 1 | 10 | 0 | 0 | 10 | Rm |  |  |  | SSR 22-23
SSR 22-23
[9 empty] | Rm | 214 | SSR 22-23 | 0 | SSR 22-23
18 | Supply and Fixing of Premium make CPVC Pipes and Fittings to meet the requirement of ASTM-D 2846 and are produced in CTS (Copper Tube Sizes 1/2" ton 2" Ashirvad lowgurard SDR 11 and SDR 13.5 pipes are made from dential CPVC compounds having the same physical roperties for Hot and Cold Water (IS 15778:2007)for 25mm dia | [11 empty] | SSR 22-23
| Qty.p. 54 of M.B.No.790/A/ZP/19 |  | 21.12.2023 | [9 empty] | SSR 22-23
|  | 1 | x | 1 | 10 | 0 | 0 | 10 | Rm |  |  |  | SSR 22-23
SSR 22-23
[9 empty] | Rm | 136 | SSR 22-23 | 0 | SSR 22-23
10 | Supply and Fixing of Premium make CPVC Pipes and Fittings to meet the requirement of ASTM-D 2846 and are produced in CTS (Copper Tube Sizes 1/2" ton 2" Ashirvad lowgurard SDR 11 and SDR 13.5 pipes are made from dential CPVC compounds having the same physical roperties for Hot and Cold Water (IS 15778:2007)for 20mm dia | [11 empty] | SSR 22-23
| Qty.p.15 of M.B.No.299/A/ZP/19 | [11 empty] | SSR 22-23
|  | 1 | x | 1 | 11 | 0 | 0 | 11 | Rm |  |  |  | SSR 22-23
SSR 22-23
[9 empty] | Rm | 94 | SSR 22-23 | 0 | SSR 22-23
2 | Manufacture, Supply and Delivery of Unplasticised PVCs Pipes for potable water supplies conforming to IS : 4985/2000 (3rd revision) with bell ends (Socket) as per specification. | [11 empty] | SSR 22-23
| Qty.p.23 of M.B.No.299/A/ZP/19 | [11 empty] | SSR 22-23
|  | 1 | x | 1 | 85 | 0 | 0 | 85 | Rm |  |  |  | SSR 22-23
SSR 22-23
[9 empty] | Rm | 35 | SSR 22-23 | 0 | SSR 22-23
19 | Labour charges for laying, joining, welding, fixing and commissioning the C-PVC pipes including all specials such ascouplers/ bends/ tees etc including fixing necessary fittings like bends, plugs, couplers, junctions, tees, etc with welding the joint as per standard practice - up to 40 mm dia | [11 empty] | SSR 22-23
| Qty.p. 55 of M.B.No.790/A/ZP/19 |  | 21.12.2023 | [9 empty] | SSR 22-23
| 25mm | 1 | x | 1 | 10 | 0 | 0 | 10 | Rm |  |  |  | SSR 22-23
| 32mm | 1 | x | 1 | 10 | 0 | 0 | 10 | Rm |  |  |  | SSR 22-23
[9 empty] | Rm | 33 | SSR 22-23 | 0 | SSR 22-23
3 | Supply & fixing of tested NP bib taps at all levels of 12.70mm dia of Indian make 400g first quality including cost & conveyance of all materials, labour charges for finished item of work, and all taxes complete for all floors | [11 empty] | SSR 22-23
| Qty.p. of M.B.No.299/A/ZP/19 | [11 empty] | SSR 22-23
|  | 1 | x | 9 | 0 | 0 | 0 | 9 | No |  |  |  | SSR 22-23
SSR 22-23
[9 empty] | No | 387 | SSR 22-23 | 0 | SSR 22-23
4 | Supplying & fixing 15 mm bib tap with flange Chromeum plated Jaquar make queen series | [11 empty] | SSR 22-23
| Qty.P.No. of M.B.No. | [11 empty] | SSR 22-23
|  | 1 | x | 2 | 0 | 0 | 0 | 2 | No |  |  |  | SSR 22-23
SSR 22-23
[9 empty] | No | 1644 | SSR 22-23 | 0 | SSR 22-23
20 | Prince/ Sudhakar make or equivalent quality PVC /SWR pipes & fittings ( as per ISI standards) 4kg/cm2 110mm dia. double socket | [11 empty] | SSR 22-23
| Qty.p. 55 of M.B.No.790/A/ZP/19 |  | 21.12.2023 | [9 empty] | SSR 22-23
|  | 1 | x | 1 | 20 | 0 | 0 | 20 | Rm |  |  |  | SSR 22-23
SSR 22-23
[9 empty] | Rm | 149 | SSR 22-23 | 0 | SSR 22-23
4 | Prince/ Sudhakar make or equivalent quality PVC /SWR pipes & fittings ( as per ISI standards) 4kg/cm2 90mm dia. double socket | [11 empty] | SSR 22-23
| Qty.p. 55 of M.B.No.790/A/ZP/19 | [11 empty] | SSR 22-23
|  | 1 | x | 1 | 25 | 0 | 0 | 25 | Rm |  |  |  | SSR 22-23
SSR 22-23
[9 empty] | Rm | 141.6667 | SSR 22-23 | 0 | SSR 22-23
21 | Prince/ Sudhakar make or equivalent quality PVC /SWR pipes & fittings ( as per ISI standards) 4kg/cm2 75mm dia. double socket | [11 empty] | SSR 22-23
| Qty.p. 55 of M.B.No.790/A/ZP/19 |  | 21.12.2023 | [9 empty] | SSR 22-23
|  | 1 | x | 1 | 25 | 0 | 0 | 25 | Rm |  |  |  | SSR 22-23
SSR 22-23
[9 empty] | Rm | 89 | SSR 22-23 | 0 | SSR 22-23
22 | Labour charges for laying, fixing and commissioning the PVC pipes including couplers/ bends/ tees etc any diameter including fixing necessary fittings like bends, plugs, couplers, junctions, tees, etc with solvent jointing as per standard practice | [11 empty] | SSR 22-23
| Qty.p. 55 of M.B.No.790/A/ZP/19 |  | 21.12.2023 | [9 empty] | SSR 22-23
| 110mm dia | 1 | x | 1 | 20 | 0 | 0 | 20 | Rm |  |  |  | SSR 22-23
| 75mm dia | 1 | x | 1 | 25 | 0 | 0 | 25 | Rm |  |  |  | SSR 22-23
SSR 22-23
[9 empty] | Rm | 79 | SSR 22-23 | 0 | SSR 22-23
23 | Supplying and Fixing European Water Closet of 1st quality make white glazed with 'P' trap with low down porcelain flushing tank 10 Lit Capacity internal components and Fixing best Indian make plastic seat and lid for European water closets with rubber or plastic Buffers including all labour charges for fixing etc., complete. | [11 empty] | SSR 22-23
| Qty.p. 56 of M.B.No.790/A/ZP/19 |  | 21.12.2023 | [9 empty] | SSR 22-23
| Tiolets | 1 | x | 3 | 0 | 0 | 0 | 3 | No |  |  |  | SSR 22-23
SSR 22-23
[9 empty] | No | 5297 | SSR 22-23 | 0 | SSR 22-23
8 | Supplying & Fixing Indian pattern white glazed W.C 1st quality ISI marked conforming to IS:2556-Part-3-1981 with"P" or "S" trap: 630 mm Long | [11 empty] | SSR 22-23
| Qty.P.No. of M.B.No. | [11 empty] | SSR 22-23
| Tiolets | 1 | x | 1 | 0 | 0 | 0 | 1 | No |  |  |  | SSR 22-23
SSR 22-23
[9 empty] | No | 1036 | SSR 22-23 | 0 | SSR 22-23
8 | Supplying & Fixing white glazed flat back half stall urinals 1st quality conforming to IS:2556-1995 with standard C.P. Spreader of overall size 95 x 95 x 57 mm conforming to IS:2556-Part6, Sec-6-1974 fixed with screws complete Indian make : 410 x 265 x 305 mm | [11 empty] | SSR 22-23
| Qty.p. of M.B.No.299/A/ZP/19 | [11 empty] | SSR 22-23
| Gents tiolet | 1 | x | 1 | 0 | 0 | 0 | 1 | No |  |  |  | SSR 22-23
SSR 22-23
[9 empty] | No | 2644 | SSR 22-23 | 0 | SSR 22-23
9 | Supplying and fixing Indian make Flat Back Wash Hand Basin (HSW/Parryware/ Neycer) 1st quality conforming to IS:2556-Part-4:1972 of size 450mm x 300mm with 32 mm nominal size C.P. Fitting with parallel pipe thread onforming to IS:2963-1979 and fitted with 15 mm nominal bore Chromium Plated Pillar Tap of 1st quality Indian make 400 grams Seiko/Senior/Nice or equivalent complete with tandard CI brackets including wooden blocks ,1 No.12.70mm PVC connection with brass union nuts CP oated , 1 No.12.70mm NP bib tap 400 gms Seiko or equivalent , 31.75mm dia. PVC flexible waste pipe 914.4mm length of 1st quality including cost and onveyance of all materials to site, labour charges , overheads & contractors profit for finished item of work | [11 empty] | SSR 22-23
| Qty.p. of M.B.No.299/A/ZP/19 | [11 empty] | SSR 22-23
|  | 1 | x | 3 | 0 | 0 | 0 | 3 | No |  |  |  | SSR 22-23
SSR 22-23
[9 empty] | No | 2025 | SSR 22-23 | 0 | SSR 22-23
24 | Supplying & fixing 4" (101.6 mm ) Nahany trap with Jali- PVC/SWR Pipe fittings | [11 empty] | SSR 22-23
| Qty.p. 57 of M.B.No.790/A/ZP/19 |  | 21.12.2023 | [9 empty] | SSR 22-23
|  | 1 | x | 3 | 0 | 0 | 0 | 3 | No |  |  |  | SSR 22-23
SSR 22-23
[9 empty] | No | 93 | SSR 22-23 | 0 | SSR 22-23
25 | Providing & placing on Terrace polyethylene water storage tank with Double layer approved brand & manufacture with cover and suitable locking arrangement & making necessary holes for inlet & outlets and overflow pipes but without fittings & base support for tanks | [11 empty] | SSR 22-23
| Qty.p. 57 of M.B.No.790/A/ZP/19 |  | 21.12.2023 | [9 empty] | SSR 22-23
|  | 1 | x | 1 | 500 | 0 | 0 | 500 | Ltr |  |  |  | SSR 22-23
SSR 22-23
[9 empty] | Ltr | 9.5 | SSR 22-23 | 0 | SSR 22-23
10 | Drilling of 165mm dia Bore well by down the hole hammer at a fiished dia of 165mm dia in all formations suitable for down the hole hammer drilling such as meduim hard rock formation, all consolidated frormation etc and reaming the borewell to subinsertation of required casing pipe etc including insertion of casing pipe with couplings, caps any other relevant materials upto required depth as directed by the dept, transportation of drilling rigs and supporting vehicle and including bore development. Flushing of Borewell at an avarage pressure of 150PSI conducting yield test, crew charegs required in fixation of pipe assembly completely done to the satisfaction of the dept and incuding all labour charges, but excluding the cost of casing pipe etc. The entire work should be carried out as per IS-2800 part I and II 1979 | [11 empty] | SSR 22-23
| Qty.p. 1 of M.B.No.299/A/ZP/19 | [11 empty] | SSR 22-23
| Upto 90 Mts | 1 | x | 1 | 58.85 | 0 | 0 |  | Rm | 446.4 | SSR 22-23 | 0 | SSR 22-23
| 90Mts to 150 Mts | 1 | x | 1 | 60 | 0 | 0 |  | Rm | 477.6 | SSR 22-23 | 0 | SSR 22-23
| 150Mts to 240 Mts | 1 | x | 1 | 60 | 0 | 0 |  | Rm | 535.7 | SSR 22-23 | 0 | SSR 22-23
SSR 22-23
11 | Providing PVC Casing pipe 180mm dia of 6 Kgs/cm2 including cost and conveyance of Pipe and labour charges etc complete for Borewell of 165mm dia. Item No 20 of PH items in SoR 2019-20 Page 67 Rs 636-00 per 1.00 RM | [11 empty] | SSR 22-23
| Qty.p. 1 of M.B.No.299/A/ZP/19 | [11 empty] | SSR 22-23
|  | 1 | x | 1 | 6 | 0 | 0 | 6 | Rm |  |  |  | SSR 22-23
SSR 22-23
[9 empty] | Rm | 325 | SSR 22-23 | 0 | SSR 22-23
12 | Supply and Transportation of 1.00HP single phase ISI submersible mortor Pumpset subitable for 4" bore well Makes:Kirloskar/ Crompton/ CRI/ KSB/ Texmo/Aryan Varsha | [11 empty] | SSR 22-23
| Qty.p. 2 of M.B.No.299/A/ZP/19 | [11 empty] | SSR 22-23
|  | 1 | x | 1 | 0 | 0 | 0 | 1 | No |  |  |  | SSR 22-23
SSR 22-23
[9 empty] | No | 18370 | SSR 22-23 | 0 | SSR 22-23
13 | S& F 40 mm HDPE pipe pipe properties & weight as per IS 1239 ISI mark with GI fittings including the cost of pipe & its fittings & labour charges. | [11 empty] | SSR 22-23
| Qty.p. 2 of M.B.No.299/A/ZP/19 | [11 empty] | SSR 22-23
|  | 1 | x | 1 | 58 | 0 | 0 | 58 | Rm |  |  |  | SSR 22-23
SSR 22-23
[9 empty] | Rm | 85 | SSR 22-23 | 0 | SSR 22-23
14 | S&F of 180mm dia bore cap | [11 empty] | SSR 22-23
| Qty.p. 2 of M.B.No.299/A/ZP/19 | [11 empty] | SSR 22-23
|  | 1 | x | 1 | 0 | 0 | 0 | 1 | No |  |  |  | SSR 22-23
SSR 22-23
[9 empty] | No | 300 | SSR 22-23 | 0 | SSR 22-23
15 | S&F of 25mm dia GI pipe | [11 empty] | SSR 22-23
| Qty.p.2 of M.B.No.114/A/ZP/20 | [11 empty] | SSR 22-23
|  | 1 | x | 1 | 0.5 | 0 | 0 | 0.5 | Rm |  |  |  | SSR 22-23
SSR 22-23
[9 empty] | Rm | 400 | SSR 22-23 | 0 | SSR 22-23
17 | S&F of 25mm dia GI Bends | [11 empty] | SSR 22-23
| Qty.p.90 of M.B.No.299/A/ZP/19 | [11 empty] | SSR 22-23
|  | 1 | x | 1 | 0 | 0 | 0 | 1 | No |  |  |  | SSR 22-23
SSR 22-23
[9 empty] | No | 77 | SSR 22-23 | 0 | SSR 22-23
18 | S&F of 25mm dia Clamp set | [11 empty] | SSR 22-23
| Qty.p. 3 of M.B.No.299/A/ZP/19 | [11 empty] | SSR 22-23
|  | 1 | x | 1 | 0 | 0 | 0 | 1 | No |  |  |  | SSR 22-23
SSR 22-23
[9 empty] | No | 194 | SSR 22-23 | 0 | SSR 22-23
16 | Supply of 3 core 1.50 sqm flat copper cable as per for submersible motors of makes polycab for service mains including cost of material and labour charges and taxes etc., complete. | [11 empty] | SSR 22-23
| Qty.p. 2 of M.B.No.299/A/ZP/19 | [11 empty] | SSR 22-23
|  | 1 | x | 1 | 96 | 0 | 0 | 96 | Rm |  |  |  | SSR 22-23
SSR 22-23
[9 empty] | Rm | 105 | SSR 22-23 | 0 | SSR 22-23
17 | Supply and Transportation of control panel for single phasesubmersible motors up to 3 HP @ 220V 50Hz operating range between 80 to 240V including supply and fixing of Direct - on - Line LTLK / SIEMENS / CROMPTON make Volt meter and Ammeter with starting and running capacitors assembled with ISI mark contactors and fitted with Legrand make ISI mark MCB etc., complete. | [11 empty] | SSR 22-23
| Qty.p. 3 of M.B.No.299/A/ZP/19 | [11 empty] | SSR 22-23
|  | 1 | x | 1 | 0 | 0 | 0 | 1 | No |  |  |  | SSR 22-23
SSR 22-23
[9 empty] | No | 5445 | SSR 22-23 | 0 | SSR 22-23
| Electrification items | [11 empty] | SSR 19-20
30 | Supply and Fixing of ISI 25mm outer dia medium (1.80mm thickness) grade with IS:9537 part 3 regid PVC pipe with PVC / Metallic Junction boxes and all accessories including Fixing of existing suitable size Consealed box PVC / MS with hook for fan including all labour charges etc., complete. | [11 empty] | SSR 19-20
| Qty.p.15 & 16 of M.B.No.604/B/ZP/20 |  | 23.06.2021 | [9 empty] | SSR 19-20
| Ground floor | 2 | x | 1 | 15 | 0 | 0 | 30 | Rm |  |  |  | SSR 19-20
|  | 4 | x | 1 | 5 | 0 | 0 | 20 | Rm |  |  |  | SSR 19-20
|  | 2 | x | 1 | 10 | 0 | 0 | 20 | Rm |  |  |  | SSR 19-20
SSR 19-20
[8 empty] | 70 | Rm | 71.04 | SSR 19-20 | 4973 | SSR 19-20
2 | Supplying and Fixing of 25mm dia 2.2 mm thick PVC Conduit pipe concealed in wall with all required accessories including chiseling the wall wherever necessity including masonry work for Light, Fan and separate plug point with wooden.Deep box including all labour charges etc | [11 empty] | SSR 19-20
| Qty.p.61 of M.B.No.478/A/ZP/19 | [11 empty] | SSR 19-20
|  | 1 | x | 1 | 40 | 0 | 0 | 40 | Rm |  |  |  | SSR 19-20
SSR 19-20
[9 empty] | Rm | 79.19 | SSR 19-20 | 0 | SSR 19-20
3 | Labour charges for Grooves 2-3mm thick for PVC pipes | [11 empty] | SSR 19-20
| Qty.p. 2 of M.B.No.435-C/2017-18 | [11 empty] | SSR 19-20
| For water pipes | [11 empty] | SSR 19-20
| Ladies tiolet | 1 | x | 1 | 4 | 0 | 0 | 4 | Rm |  |  |  | SSR 19-20
| Gents tiolet | 1 | x | 1 | 1.8 | 0 | 0 | 1.8 | Rm |  |  |  | SSR 19-20
| Sarpanch tiolet | 1 | x | 1 | 2 | 0 | 0 | 2 | Rm |  |  |  | SSR 19-20
SSR 19-20
[9 empty] | Rm | 55 | SSR 19-20 | 0 | SSR 19-20
3 | Supply of Hot Dip galvanized 20/18 SWG Module box with earthing terminal for 12 Module box | [11 empty] | SSR 19-20
| Qty.p.61 of M.B.No.478/A/ZP/19 | [11 empty] | SSR 19-20
| First floor | 1 | x | 11 | 0 | 0 | 0 | 11 | No |  |  |  | SSR 19-20
SSR 19-20
[9 empty] | No | 205 | SSR 19-20 | 0 | SSR 19-20
4 | Supply of Hot Dip galvanized 20/18 SWG Module box with earthing terminal for 8 Module box | [11 empty] | SSR 19-20
| Qty.p.7 of M.B.No.299/A/ZP/19 | [11 empty] | SSR 19-20
| GF and FF | 1 | x | 4 | 0 | 0 | 0 | 4 | No |  |  |  | SSR 19-20
SSR 19-20
[9 empty] | No | 170 | SSR 19-20 | 0 | SSR 19-20
5 | Supply of Hot Dip galvanized 20/18 SWG Module box with earthing terminal for 6 Module box | [11 empty] | SSR 19-20
| Qty.p.6 of M.B.No.299/A/ZP/19 | [11 empty] | SSR 19-20
| GF and FF | 1 | x | 14 | 0 | 0 | 0 | 14 | No |  |  |  | SSR 19-20
SSR 19-20
[9 empty] | No | 130 | SSR 19-20 | 0 | SSR 19-20
4 | Supply of Hot Dip galvanized 20/18 SWG Module box with earthing terminal for 16 Module box | [11 empty] | SSR 19-20
| Qty.p.3 of M.B.No.299/A/ZP/19 | [11 empty] | SSR 19-20
| Carridor | 1 | x | 1 | 0 | 0 | 0 | 1 | No |  |  |  | SSR 19-20
| Agristore | 1 | x | 1 | 0 | 0 | 0 | 1 | No |  |  |  | SSR 19-20
| Demo quipment | 1 | x | 1 | 0 | 0 | 0 | 1 | No |  |  |  | SSR 19-20
| Meeting Hall | 1 | x | 2 | 0 | 0 | 0 | 2 | No |  |  |  | SSR 19-20
SSR 19-20
[9 empty] | No | 300 | SSR 19-20 | 0 | SSR 19-20
6 | Supply of Hot Dip galvanized 20/18 SWG Module box with earthing terminal for 18 Module box | [11 empty] | SSR 19-20
| Qty.P.No. of M.B.No. | [11 empty] | SSR 19-20
| VKC | 2 | x | 1 | 0 | 0 | 0 | 2 | No |  |  |  | SSR 19-20
SSR 19-20
[9 empty] | No | 335 | SSR 19-20 | 0 | SSR 19-20
6 | Supply of Hot Dip galvanized 20/18 SWG Module box with earthing terminal for 4 Module box | [11 empty] | SSR 19-20
| Qty.p.62 of M.B.No.478/A/ZP/19 | [11 empty] | SSR 19-20
|  | 1 | x | 4 | 0 | 0 | 0 | 4 | No |  |  |  | SSR 19-20
SSR 19-20
[9 empty] | No | 95 | SSR 19-20 | 0 | SSR 19-20
7 | Supply of Hot Dip galvanized 20/18 SWG Module box with earthing terminal for 2 Module box | [11 empty] | SSR 19-20
| Qty.p. of M.B.No. | [11 empty] | SSR 19-20
| GF and FF | 1 | x | 12 | 0 | 0 | 0 | 12 | No |  |  |  | SSR 19-20
SSR 19-20
[9 empty] | No | 57 | SSR 19-20 | 0 | SSR 19-20
7 | Wiring with run of 2 of 14/0.3mm (1.0 Sq.mm) FRLS / HFFR PVC insulated flexible ISI mark copper cable in existing PVC conduit pipe including Supply and fixing of Jumbo Ceiling rose and 6A/10A ISI Mark 1way flush type switch in existing Surface or Concealed pipe wiring including cost and conveyance of all material and all labour charges etc., complete for light and bell points | [11 empty] | SSR 19-20
| Qty.p.5 of M.B.No.299/A/ZP/19 | [11 empty] | SSR 19-20
| GF secretary room | 1 | x | 3 | 0 | 0 | 0 | 3 | Point |  |  |  | SSR 19-20
| Carridor | 1 | x | 4 | 0 | 0 | 0 | 4 | Point |  |  |  | SSR 19-20
| Verandah | 1 | x | 4 | 0 | 0 | 0 | 4 | Point |  |  |  | SSR 19-20
SSR 19-20
[9 empty] | Point | 383.5 | SSR 19-20 | 0 | SSR 19-20
7 | Wiring with run of 2 of 14/0.3mm (1.0 Sq.mm) FRLS / HFFR PVC insulated flexible ISI mark copper cable in existing PVC conduit pipe including Supply and fixing of Jumbo Ceiling rose and 6A/10A ISI Mark 1way flush type switch in existing Surface or Concealed pipe wiring including cost and conveyance of all material and all labour charges etc., complete for Fan points | [11 empty] | SSR 19-20
| Qty.p.86 of M.B.No.299/A/ZP/19 | [11 empty] | SSR 19-20
| Hall | 1 | x | 6 | 0 | 0 | 0 | 6 | Point |  |  |  | SSR 19-20
| Lab | 1 | x | 1 | 0 | 0 | 0 | 1 | Point |  |  |  | SSR 19-20
| Carridor | 1 | x | 1 | 0 | 0 | 0 | 1 | Point |  |  |  | SSR 19-20
SSR 19-20
[9 empty] | Point | 402.5 | SSR 19-20 | 0 | SSR 19-20
8 | Supply and run of 1 of 14 /0.3mm (1.0 Sq.mm) FR P.V.C. insulated flexible copper cable in existing pipe for earth and invertor continuity including all labour charges etc., complete. | [11 empty] | SSR 19-20
| Qty.p.10 of M.B.No.299/A/ZP/19 | [11 empty] | SSR 19-20
| For Earthing & invertor | [11 empty] | SSR 19-20
|  | 1 | x | 1 | 55 | 0 | 0 | 55 | Rm |  |  |  | SSR 19-20
SSR 19-20
[9 empty] | Rm | 18.59 | SSR 19-20 | 0 | SSR 19-20
9 | Supply and Run of 2 of 22/0.3mm (1.50 Sq.mm) with Run 1 of 22/0.3mm(1.5Sqmm) FRLS / HFFR PVC insulated flexible ISI mark copper cable in existing pipe for run of mains inlcuding all labour charges etc., complete. | [11 empty] | SSR 19-20
| Qty.p.10 of M.B.No.299/A/ZP/19 | [11 empty] | SSR 19-20
|  | 1 | x | 1 | 150 | 0 | 0 | 150 | Rm |  |  |  | SSR 19-20
SSR 19-20
[9 empty] | Rm | 60.7 | SSR 19-20 | 0 | SSR 19-20
9 | Supply and Run of 2 of 36/0.3mm (2.50 Sq.mm) with Run 1 of 22/0.3mm(1.5Sqmm) FRLS / HFFR PVC insulated flexible ISI mark copper cable in existing pipe for run of mains inlcuding all labour charges etc., complete. | [11 empty] | SSR 19-20
| Qty.p.10 of M.B.No.299/A/ZP/19 | [11 empty] | SSR 19-20
|  | 1 | x | 1 | 150 | 0 | 0 | 150 | Rm |  |  |  | SSR 19-20
SSR 19-20
[9 empty] | Rm | 64.8731 | SSR 19-20 | 0 | SSR 19-20
10 | Supply and Run of 2 of 56/0.3mm (4.00 Sq.mm) with Run 1 of 22/0.3mm(1.5Sqmm) FRLS / HFFR PVC insulated flexible ISI mark copper cable in existing pipe for run of mains inlcuding all labour charges etc., complete | [11 empty] | SSR 19-20
| Qty.p. of M.B.No. | [11 empty] | SSR 19-20
|  | 1 | x | 1 | 25 | 0 | 0 | 25 | Rm |  |  |  | SSR 19-20
SSR 19-20
[9 empty] | Rm | 98.56 | SSR 19-20 | 0 | SSR 19-20
10 | Supply and Run of 2 of 6 Sq.mm WPSC Aluminium cable along with No.10 SWG G.I bearer wire through PVC cleats with all accessories including labour charges etc., complete for service mains. | [11 empty] | SSR 19-20
| Qty.p.6 of M.B.No.299/A/ZP/19 | [11 empty] | SSR 19-20
|  | 1 | x | 1 | 30 | 0 | 0 | 30 | Rm |  |  |  | SSR 19-20
SSR 19-20
[9 empty] | Rm | 50.795 | SSR 19-20 | 0 | SSR 19-20
11 | Supply of Cover frames for 12 module box | [11 empty] | SSR 19-20
| Qty.p. of M.B.No.299/A/ZP/19 | [11 empty] | SSR 19-20
| GF and FF | 1 | x | 13 | 0 | 0 | 0 | 13 | No |  |  |  | SSR 19-20
SSR 19-20
[9 empty] | No | 190 | SSR 19-20 | 0 | SSR 19-20
12 | Supply of Cover frames for 8 module box | [11 empty] | SSR 19-20
| Qty.p. of M.B.No.299/A/ZP/19 | [11 empty] | SSR 19-20
| GF and FF | 1 | x | 4 | 0 | 0 | 0 | 4 | No |  |  |  | SSR 19-20
SSR 19-20
[9 empty] | No | 155 | SSR 19-20 | 0 | SSR 19-20
13 | Supply of Cover frames for 6 module box | [11 empty] | SSR 19-20
| Qty.p. of M.B.No.299/A/ZP/19 | [11 empty] | SSR 19-20
| GF and FF | 1 | x | 14 | 0 | 0 | 0 | 14 | No |  |  |  | SSR 19-20
SSR 19-20
[9 empty] | No | 120 | SSR 19-20 | 0 | SSR 19-20
14 | Supply of Cover frames for 18 module box | [11 empty] | SSR 19-20
| Qty.P.No. of M.B.No. | [11 empty] | SSR 19-20
| VKC | 2 | x | 1 | 0 | 0 | 0 | 2 | No |  |  |  | SSR 19-20
SSR 19-20
[9 empty] | No | 310 | SSR 19-20 | 0 | SSR 19-20
14 | Supply of Cover frames for 4 module box | [11 empty] | SSR 19-20
| Qty.p. of M.B.No.299/A/ZP/19 | [11 empty] | SSR 19-20
| GF and FF | 1 | x | 3 | 0 | 0 | 0 | 3 | No |  |  |  | SSR 19-20
SSR 19-20
[9 empty] | No | 80 | SSR 19-20 | 0 | SSR 19-20
16 | Supply of Cover frames for 2 module box | [11 empty] | SSR 19-20
| Qty.p. of M.B.No. | [11 empty] | SSR 19-20
| GF and FF | 1 | x | 12 | 0 | 0 | 0 | 12 | No |  |  |  | SSR 19-20
SSR 19-20
[9 empty] | No | 60 | SSR 19-20 | 0 | SSR 19-20
17 | Supply and fixing of 16A 3pin / 6A 3pin plug socket with indicator lamp and 16Amps fuse unit and 16 Amps switch control (5 in one) on decolam sheet covered board including earth connection and all labour charges etc., complete on wall. | [11 empty] | SSR 19-20
| Qty.p. of M.B.No. | [11 empty] | SSR 19-20
| GF & FF | 1 | x | 17 | 0 | 0 | 0 | 17 | No |  |  |  | SSR 19-20
SSR 19-20
[9 empty] | No | 344.3 | SSR 19-20 | 0 | SSR 19-20
15 | Supply and fixing of 6A 3/2 pin wall plug socket with 6A switch control on a common switch board with earth continuity including wire leads, earth connections along with all labour charges etc., complete. | [11 empty] | SSR 19-20
| Qty.p.7 of M.B.No.299/A/ZP/19 | [11 empty] | SSR 19-20
| Ground floor | 1 | x | 30 | 0 | 0 | 0 | 30 | No |  |  |  | SSR 19-20
| First floor | 1 | x | 15 | 0 | 0 | 0 | 15 | No |  |  |  | SSR 19-20
SSR 19-20
[9 empty] | No | 105.531 | SSR 19-20 | 0 | SSR 19-20
18 | Supply and fixing of 6A 2 pin wall plug socket with 6A switch control on a common switch board with earth continuity including wire leads, earth connections along with all labour charges etc., complete. | [11 empty] | SSR 19-20
| Qty.P.No. of M.B.No. | [11 empty] | SSR 19-20
|  | 1 | x | 4 | 0 | 0 | 0 | 4 | No |  |  |  | SSR 19-20
SSR 19-20
[9 empty] | No | 99.531 | SSR 19-20 | 0 | SSR 19-20
19 | Supply and fixing of 6A flush type Neon Indicator. | [11 empty] | SSR 19-20
| Qty.p. of M.B.No. | [11 empty] | SSR 19-20
| GF and FF | 1 | x | 7 | 0 | 0 | 0 | 7 | No |  |  |  | SSR 19-20
SSR 19-20
[9 empty] | No | 18 | SSR 19-20 | 0 | SSR 19-20
17 | Supply and fixing of ISI mark batten holder / angle holder on existing block, but with bulb including all connections etc., complete | [11 empty] | SSR 19-20
| Qty.p.8 of M.B.No.299/A/ZP/19 | [11 empty] | SSR 19-20
| GF and FF | 1 | x | 21 | 0 | 0 | 0 | 21 | No |  |  |  | SSR 19-20
SSR 19-20
[9 empty] | No | 177.65 | SSR 19-20 | 0 | SSR 19-20
8 | Supply, Transportation and Fixing of 48" (1200mm) Sweep 5 Star rated Ceiling Fan with double ball bearings but with regulator including all standard accessories and all labour charges etc., complete. | [11 empty] | SSR 19-20
| Qty.p.9 of M.B.No.299/A/ZP/19 | [11 empty] | SSR 19-20
|  | 1 | x | 12 | 0 | 0 | 0 | 12 | No |  |  |  | SSR 19-20
SSR 19-20
[9 empty] | No | 2636.625 | SSR 19-20 | 0 | SSR 19-20
18 | S&F of 12 / 15 MS plain rod fan hook | [11 empty] | SSR 19-20
| Qty.p.9 of M.B.No.299/A/ZP/19 | [11 empty] | SSR 19-20
|  | 1 | x | 12 | 0 | 0 | 0 | 12 | No |  |  |  | SSR 19-20
SSR 19-20
[9 empty] | No | 252.388 | SSR 19-20 | 0 | SSR 19-20
19 | Supply and Transportation of 48" (1200mm) Sweep 5 star rated Ceiling Fan , with double ball bearings, air delivery more than 200 cubic meter/min but without Regulator. | [11 empty] | SSR 19-20
| Qty.p.8 of M.B.No.299/A/ZP/19 | [11 empty] | SSR 19-20
| GF and FF | 1 | x | 7 | 0 | 0 | 0 | 7 | No |  |  |  | SSR 19-20
SSR 19-20
[9 empty] | No | 2323 | SSR 19-20 | 0 | SSR 19-20
20 | Supply and fixing of Modular type Electronic fan regulator hum free step type socket size in the existing switch board. | [11 empty] | SSR 19-20
| Qty.p.8 of M.B.No.299/A/ZP/19 | [11 empty] | SSR 19-20
|  | 1 | x | 12 | 0 | 0 | 0 | 12 | No |  |  |  | SSR 19-20
SSR 19-20
[9 empty] | No | 237.5 | SSR 19-20 | 0 | SSR 19-20
21 | Labour charges for fixing of ceiling fan with regulator including transportation, 3 core wire leads etc complete | [11 empty] | SSR 19-20
| Qty.p.8 of M.B.No.299/A/ZP/19 | [11 empty] | SSR 19-20
|  | 1 | x | 7 | 0 | 0 | 0 | 7 | No |  |  |  | SSR 19-20
SSR 19-20
[9 empty] | No | 133.625 | SSR 19-20 | 0 | SSR 19-20
15 | Supply and erecting 19/20mm steel tube down rod of one meter length with bolts & nuts duly painted with matching colour of fan complete | [11 empty] | SSR 19-20
| Qty.p.88 of M.B.No.299/A/ZP/19 | [11 empty] | SSR 19-20
| Godown | 1 | x | 2 | 0 | 0 | 0 | 2 | No |  |  |  | SSR 19-20
| Secretary room | 1 | x | 1 | 0 | 0 | 0 | 1 | No |  |  |  | SSR 19-20
| Visting Waiting area | 1 | x | 1 | 0 | 0 | 0 | 1 | No |  |  |  | SSR 19-20
SSR 19-20
[9 empty] | No | 126.8 | SSR 19-20 | 0 | SSR 19-20
22 | Supply and Transportation and fixing of 1200 mm length,Box type powder coatedtube light luminaire with necessary wiring suitable for fixing 2 Nos retrofit T8 LED tubes but without tube and choke | [11 empty] | SSR 19-20
| Qty.p.9 of M.B.No.299/A/ZP/19 | [11 empty] | SSR 19-20
|  | 1 | x | 14 | 0 | 0 | 0 | 14 | No |  |  |  | SSR 19-20
SSR 19-20
[9 empty] | No | 404.1 | SSR 19-20 | 0 | SSR 19-20
23 | Supply, transportation and fixing of 20Watt LED Street light Luminaire made of pressure diecast alluminium body with powder coated, having protective toughned glass, Supply Input voltage 120 - 270 V AC, P.F > 0.90, high power LED's System efficacy >110 lm/W and junction temprature < 70°C, with Ingrees protection IP66, | [11 empty] | SSR 19-20
| Qty.p. of M.B.No. | [11 empty] | SSR 19-20
|  | 1 | x | 1 | 0 | 0 | 0 | 1 | No |  |  |  | SSR 19-20
SSR 19-20
[9 empty] | No | 1980 | SSR 19-20 | 0 | SSR 19-20
23 | Supply and transportation of 60 W LED Street light Luminaire made of pressure diecast alluminium body with powder coated, having protective toughned glass, Supply Input voltage 120 - 270 V AC, P.F > 0.90, high power LED's having System efficacy > 100 lm/W and junction temprature < 70°C, with Ingrees protection IP66, Luminaire performance complies to IS 10322 (Part 5 / Sec-3), Driver surge protection 4KV, external Surge protection 10 KV with optics distribution , THD<10% at 110 Volts AC, driver efficiency >90%, CCT: 3000K - 5700K, minimum CRI>70, etc., | [11 empty] | SSR 19-20
| Qty.p. of M.B.No. | [11 empty] | SSR 19-20
|  | 1 | x | 1 | 0 | 0 | 0 | 1 | No |  |  |  | SSR 19-20
SSR 19-20
[9 empty] | No | 5900 | SSR 19-20 | 0 | SSR 19-20
16 | Supply of 9" (225mm), Light duty exhaust fan with double ball bearing and wire guard etc complete. | [11 empty] | SSR 19-20
| To be done | [11 empty] | SSR 19-20
|  | 1 | x | 1 | 0 | 0 | 0 | 1 | No |  |  |  | SSR 19-20
SSR 19-20
[9 empty] | No | 1290 | SSR 19-20 | 0 | SSR 19-20
23 | Supply and fixing SPN Distribution board with IP-20 protection suitable for single phase Earth Leakage Circute Braker (ELCB) / Residual Current Circute Braker (RCCB) / Double Pole (DP) Isolator as incomer and 10kA SP MCBs as out going including internal connections and labour charges for surface / flush mounting etc., complete. | [11 empty] | SSR 19-20
| Qty.p. of M.B.No. | [11 empty] | SSR 19-20
| Ground floor | 1 | x | 1 | 0 | 0 | 0 | 1 | No |  |  |  | SSR 19-20
| First floor | 1 | x | 1 | 0 | 0 | 0 | 1 | No |  |  |  | SSR 19-20
SSR 19-20
[9 empty] | No | 2936 | SSR 19-20 | 0 | SSR 19-20
24 | Supply and fixing of 2 Nos of 32A, 240V Porcelain Rewirable Fuse Units of makes : GM / Sputnik / Kundancab / Million / Gold Medal / Vimal / Star / Benlo on 12" x 18" peta board with connections and labour charges etc complete. | [11 empty] | SSR 19-20
| Qty.p. of M.B.No.299/A/ZP/19 | [11 empty] | SSR 19-20
|  | 1 | x | 1 | 0 | 0 | 0 | 1 | No |  |  |  | SSR 19-20
SSR 19-20
[9 empty] | No | 886.8 | SSR 19-20 | 0 | SSR 19-20
25 | Providing independent earthling by excavating a pit to a depth of 2.25Mt in all soils, as per size specified in the Data, using 40mm dia 'B' class GI pipe of 2.5 Mtrs length with necessary No.8 G.I. double earth wire and accessories with 18" dia 2" thick hume pipe ring duly providing staggered holes including filling with 20Kg Salt and 40Kg Charcoal or 40Kg bentonite powder in layers and all labour charges etc., complete. | [11 empty] | SSR 19-20
| Qty.p.10 of M.B.No.299/A/ZP/19 | [11 empty] | SSR 19-20
|  | 1 | x | 1 | 0 | 0 | 0 | 1 | No |  |  |  | SSR 19-20
SSR 19-20
[9 empty] | No | 3404.82 | SSR 19-20 | 0 | SSR 19-20
| As per SSR 2020-21 | [11 empty] | SSR 19-20
41 | Supply and Fixing of ISI 25mm outer dia medium (1.80mm thickness) grade with IS:9537 part 3 regid PVC pipe with PVC / Metallic Junction boxes and all accessories including Fixing of existing suitable size Consealed box PVC / MS with hook for fan including all labour charges etc., complete. | [11 empty] | SSR 20-21
| Qty.p.44 & 45 of M.B.No.1269/B/ZP/18 |  | 11.05.2021 | [9 empty] | SSR 20-21
|  | 1 | x | 2 | 15 | 0 | 0 | 30 | Rm |  |  |  | SSR 20-21
|  | 1 | x | 4 | 5 | 0 | 0 | 20 | Rm |  |  |  | SSR 20-21
|  | 1 | x | 2 | 10 | 0 | 0 | 20 | Rm |  |  |  | SSR 20-21
SSR 20-21
[9 empty] | Rm | 64.86 | SSR 20-21 | 0 | SSR 20-21
28 | Supplying and Fixing of 25mm dia 2.2 mm thick PVC Conduit pipe concealed in wall with all required accessories including chiseling the wall wherever necessity including masonry work for Light, Fan and separate plug point with wooden.Deep box including all labour charges etc | [11 empty] | SSR 20-21
| Qty.p.3 of M.B.No.558/A/ZP/20 | [11 empty] | SSR 20-21
| Ground floor | 1 | x | 1 | 67 | 0 | 0 | 67 | Rm |  |  |  | SSR 20-21
| First floor | 1 | x | 1 | 83 | 0 | 0 | 83 | Rm |  |  |  | SSR 20-21
SSR 20-21
[9 empty] | Rm | 73.41 | SSR 20-21 | 0 | SSR 20-21
3 | Labour charges for Grooves 2-3mm thick for PVC pipes | [11 empty] | SSR 20-21
| Qty.p. 2 of M.B.No.435-C/2017-18 | [11 empty] | SSR 20-21
| For water pipes | [11 empty] | SSR 20-21
| Ladies tiolet | 1 | x | 1 | 4 | 0 | 0 | 4 | Rm |  |  |  | SSR 20-21
| Gents tiolet | 1 | x | 1 | 1.8 | 0 | 0 | 1.8 | Rm |  |  |  | SSR 20-21
| Sarpanch tiolet | 1 | x | 1 | 2 | 0 | 0 | 2 | Rm |  |  |  | SSR 20-21
SSR 20-21
[9 empty] | Rm | 55 | SSR 20-21 | 0 | SSR 20-21
29 | Supply of Hot Dip galvanized 20/18 SWG Module box with earthing terminal for 12 Module box | [11 empty] | SSR 20-21
| Qty.p. of M.B.No.558/A/ZP/20 | [11 empty] | SSR 20-21
| GF and FF | 1 | x | 14 | 0 | 0 | 0 | 14 | No |  |  |  | SSR 20-21
SSR 20-21
[9 empty] | No | 205 | SSR 20-21 | 0 | SSR 20-21
30 | Supply of Hot Dip galvanized 20/18 SWG Module box with earthing terminal for 8 Module box | [11 empty] | SSR 20-21
| Qty.p. of M.B.No.558/A/ZP/20 | [11 empty] | SSR 20-21
| GF and FF | 1 | x | 3 | 0 | 0 | 0 | 3 | No |  |  |  | SSR 20-21
SSR 20-21
[9 empty] | No | 170 | SSR 20-21 | 0 | SSR 20-21
31 | Supply of Hot Dip galvanized 20/18 SWG Module box with earthing terminal for 6 Module box | [11 empty] | SSR 20-21
| Qty.p. of M.B.No.558/A/ZP/20 | [11 empty] | SSR 20-21
| GF and FF | 1 | x | 12 | 0 | 0 | 0 | 12 | No |  |  |  | SSR 20-21
SSR 20-21
[9 empty] | No | 130 | SSR 20-21 | 0 | SSR 20-21
4 | Supply of Hot Dip galvanized 20/18 SWG Module box with earthing terminal for 16 Module box | [11 empty] | SSR 20-21
| Qty.p.3 of M.B.No.299/A/ZP/19 | [11 empty] | SSR 20-21
| Carridor | 1 | x | 1 | 0 | 0 | 0 | 1 | No |  |  |  | SSR 20-21
| Agristore | 1 | x | 1 | 0 | 0 | 0 | 1 | No |  |  |  | SSR 20-21
| Demo quipment | 1 | x | 1 | 0 | 0 | 0 | 1 | No |  |  |  | SSR 20-21
| Meeting Hall | 1 | x | 2 | 0 | 0 | 0 | 2 | No |  |  |  | SSR 20-21
SSR 20-21
[9 empty] | No | 300 | SSR 20-21 | 0 | SSR 20-21
6 | Supply of Hot Dip galvanized 20/18 SWG Module box with earthing terminal for 18 Module box | [11 empty] | SSR 20-21
| Qty.P.No. of M.B.No. | [11 empty] | SSR 20-21
| VKC | 2 | x | 1 | 0 | 0 | 0 | 2 | No |  |  |  | SSR 20-21
SSR 20-21
[9 empty] | No | 335 | SSR 20-21 | 0 | SSR 20-21
26 | Supply of Hot Dip galvanized 20/18 SWG Module box with earthing terminal for 4 Module box | [11 empty] | SSR 20-21
| Qty.p.6 of M.B.No.824/B/ZP/19 | [11 empty] | SSR 20-21
| GF and FF | 1 | x | 3 | 0 | 0 | 0 | 3 | No |  |  |  | SSR 20-21
SSR 20-21
[9 empty] | No | 95 | SSR 20-21 | 0 | SSR 20-21
32 | Supply of Hot Dip galvanized 20/18 SWG Module box with earthing terminal for 2 Module box | [11 empty] | SSR 20-21
| Qty.p. of M.B.No.558/A/ZP/20 | [11 empty] | SSR 20-21
| GF and FF | 1 | x | 2 | 0 | 0 | 0 | 2 | No |  |  |  | SSR 20-21
SSR 20-21
[9 empty] | No | 57 | SSR 20-21 | 0 | SSR 20-21
33 | Wiring with run of 2 of 14/0.3mm (1.0 Sq.mm) FRLS / HFFR PVC insulated flexible ISI mark copper cable in existing PVC conduit pipe including Supply and fixing of Jumbo Ceiling rose and 6A/10A ISI Mark 1way flush type switch in existing Surface or Concealed pipe wiring including cost and conveyance of all material and all labour charges etc., complete for light and bell points | [11 empty] | SSR 20-21
| Qty.p.4 of M.B.No.558/A/ZP/20 | [11 empty] | SSR 20-21
|  | 1 | x | 44 | 0 | 0 | 0 | 44 | Point |  |  |  | SSR 20-21
SSR 20-21
[9 empty] | Point | 395.5 | SSR 20-21 | 0 | SSR 20-21
7 | Wiring with run of 2 of 14/0.3mm (1.0 Sq.mm) FRLS / HFFR PVC insulated flexible ISI mark copper cable in existing PVC conduit pipe including Supply and fixing of Jumbo Ceiling rose and 6A/10A ISI Mark 1way flush type switch in existing Surface or Concealed pipe wiring including cost and conveyance of all material and all labour charges etc., complete for Fan points | [11 empty] | SSR 20-21
| Qty.p.86 of M.B.No.299/A/ZP/19 | [11 empty] | SSR 20-21
| Hall | 1 | x | 6 | 0 | 0 | 0 | 6 | Point |  |  |  | SSR 20-21
| Lab | 1 | x | 1 | 0 | 0 | 0 | 1 | Point |  |  |  | SSR 20-21
| Carridor | 1 | x | 1 | 0 | 0 | 0 | 1 | Point |  |  |  | SSR 20-21
SSR 20-21
[9 empty] | Point | 414.5 | SSR 20-21 | 0 | SSR 20-21
34 | Supply and run of 1 of 14 /0.3mm (1.0 Sq.mm) FR P.V.C. insulated flexible copper cable in existing pipe for earth and invertor continuity including all labour charges etc., complete. | [11 empty] | SSR 20-21
| Qty.p. of M.B.No.558/A/ZP/20 | [11 empty] | SSR 20-21
| For Earthing & invertor | [11 empty] | SSR 20-21
|  | 1 | x | 1 | 60 | 0 | 0 | 60 | Rm |  |  |  | SSR 20-21
SSR 20-21
[9 empty] | Rm | 19.09 | SSR 20-21 | 0 | SSR 20-21
9 | Supply and Run of 2 of 22/0.3mm (1.50 Sq.mm) with Run 1 of 22/0.3mm(1.5Sqmm) FRLS / HFFR PVC insulated flexible ISI mark copper cable in existing pipe for run of mains inlcuding all labour charges etc., complete. | [11 empty] | SSR 20-21
| Qty.p.10 of M.B.No.299/A/ZP/19 | [11 empty] | SSR 20-21
|  | 1 | x | 1 | 150 | 0 | 0 | 150 | Rm |  |  |  | SSR 20-21
SSR 20-21
[9 empty] | Rm | 60.7 | SSR 20-21 | 0 | SSR 20-21
35 | Supply and Run of 2 of 36/0.3mm (2.50 Sq.mm) with Run 1 of 22/0.3mm(1.5Sqmm) FRLS / HFFR PVC insulated flexible ISI mark copper cable in existing pipe for run of mains inlcuding all labour charges etc., complete. | [11 empty] | SSR 20-21
| Qty.p.6 of M.B.No.558/A/ZP/20 | [11 empty] | SSR 20-21
| GF & FF | 1 | x | 1 | 200 | 0 | 0 | 200 | Rm |  |  |  | SSR 20-21
SSR 20-21
[9 empty] | Rm | 65.8685 | SSR 20-21 | 0 | SSR 20-21
36 | Supply and Run of 2 of 56/0.3mm (4.00 Sq.mm) with Run 1 of 22/0.3mm(1.5Sqmm) FRLS / HFFR PVC insulated flexible ISI mark copper cable in existing pipe for run of mains inlcuding all labour charges etc., complete | [11 empty] | SSR 20-21
| Qty.p.10 of M.B.No.558/A/ZP/20 | [11 empty] | SSR 20-21
|  | 1 | x | 1 | 100 | 0 | 0 | 100 | Rm |  |  |  | SSR 20-21
SSR 20-21
[9 empty] | Rm | 100.05 | SSR 20-21 | 0 | SSR 20-21
37 | Supply and Run of 2 of 6 Sq.mm WPSC Aluminium cable along with No.10 SWG G.I bearer wire through PVC cleats with all accessories including labour charges etc., complete for service mains. | [11 empty] | SSR 20-21
| Qty.p. of M.B.No.558/A/ZP/20 | [11 empty] | SSR 20-21
|  | 1 | x | 1 | 40 | 0 | 0 | 40 | Rm |  |  |  | SSR 20-21
SSR 20-21
[9 empty] | Rm | 54.465 | SSR 20-21 | 0 | SSR 20-21
38 | Supply of Cover frames for 12 module box | [11 empty] | SSR 20-21
| Qty.p. of M.B.No.558/A/ZP/20 | [11 empty] | SSR 20-21
| GF and FF | 1 | x | 14 | 0 | 0 | 0 | 14 | No |  |  |  | SSR 20-21
SSR 20-21
[9 empty] | No | 190 | SSR 20-21 | 0 | SSR 20-21
39 | Supply of Cover frames for 8 module box | [11 empty] | SSR 20-21
| Qty.p. of M.B.No.558/A/ZP/20 | [11 empty] | SSR 20-21
| GF and FF | 1 | x | 3 | 0 | 0 | 0 | 3 | No |  |  |  | SSR 20-21
SSR 20-21
[9 empty] | No | 155 | SSR 20-21 | 0 | SSR 20-21
40 | Supply of Cover frames for 6 module box | [11 empty] | SSR 20-21
| Qty.p. of M.B.No.558/A/ZP/20 | [11 empty] | SSR 20-21
| GF and FF | 1 | x | 12 | 0 | 0 | 0 | 12 | No |  |  |  | SSR 20-21
SSR 20-21
[9 empty] | No | 120 | SSR 20-21 | 0 | SSR 20-21
14 | Supply of Cover frames for 18 module box | [11 empty] | SSR 20-21
| Qty.P.No. of M.B.No. | [11 empty] | SSR 20-21
| VKC | 2 | x | 1 | 0 | 0 | 0 | 2 | No |  |  |  | SSR 20-21
SSR 20-21
[9 empty] | No | 310 | SSR 20-21 | 0 | SSR 20-21
34 | Supply of Cover frames for 4 module box | [11 empty] | SSR 20-21
| Qty.p. of M.B.No.824/B/ZP/19 | [11 empty] | SSR 20-21
| GF and FF | 1 | x | 3 | 0 | 0 | 0 | 3 | No |  |  |  | SSR 20-21
SSR 20-21
[9 empty] | No | 80 | SSR 20-21 | 0 | SSR 20-21
41 | Supply of Cover frames for 2 module box | [11 empty] | SSR 20-21
| Qty.p. of M.B.No.558/A/ZP/20 | [11 empty] | SSR 20-21
| GF and FF | 1 | x | 2 | 0 | 0 | 0 | 2 | No |  |  |  | SSR 20-21
SSR 20-21
[9 empty] | No | 60 | SSR 20-21 | 0 | SSR 20-21
42 | Supply and fixing of 16A 3pin / 6A 3pin plug socket with indicator lamp and 16Amps fuse unit and 16 Amps switch control (5 in one) on decolam sheet covered board including earth connection and all labour charges etc., complete on wall. | [11 empty] | SSR 20-21
| Qty.p. of M.B.No.558/A/ZP/20 | [11 empty] | SSR 20-21
| GF & FF | 1 | x | 21 | 0 | 0 | 0 | 21 | No |  |  |  | SSR 20-21
SSR 20-21
[9 empty] | No | 375.5 | SSR 20-21 | 0 | SSR 20-21
43 | Supply and fixing of 6A 3/2 pin wall plug socket with 6A switch control on a common switch board with earth continuity including wire leads, earth connections along with all labour charges etc., complete. | [11 empty] | SSR 20-21
| Qty.p.5 of M.B.No.558/A/ZP/20 | [11 empty] | SSR 20-21
| GF & FF | 1 | x | 28 | 0 | 0 | 0 | 28 | No |  |  |  | SSR 20-21
SSR 20-21
[9 empty] | No | 109.685 | SSR 20-21 | 0 | SSR 20-21
18 | Supply and fixing of 6A 2 pin wall plug socket with 6A switch control on a common switch board with earth continuity including wire leads, earth connections along with all labour charges etc., complete. | [11 empty] | SSR 20-21
| Qty.P.No. of M.B.No. | [11 empty] | SSR 20-21
|  | 1 | x | 4 | 0 | 0 | 0 | 4 | No |  |  |  | SSR 20-21
SSR 20-21
[9 empty] | No | 103.685 | SSR 20-21 | 0 | SSR 20-21
44 | Supply and fixing of 6A flush type Neon Indicator. | [11 empty] | SSR 20-21
| Qty.p. of M.B.No.558/A/ZP/20 | [11 empty] | SSR 20-21
|  | 1 | x | 10 | 0 | 0 | 0 | 10 | No |  |  |  | SSR 20-21
SSR 20-21
[9 empty] | No | 18 | SSR 20-21 | 0 | SSR 20-21
45 | Supply and fixing of ISI mark batten holder / angle holder on existing block, but with bulb including all connections etc., complete | [11 empty] | SSR 20-21
| Qty.p.6 of M.B.No.558/A/ZP/20 | [11 empty] | SSR 20-21
| GF and FF | 1 | x | 23 | 0 | 0 | 0 | 23 | No |  |  |  | SSR 20-21
SSR 20-21
[9 empty] | No | 120.75 | SSR 20-21 | 0 | SSR 20-21
8 | Supply, Transportation and Fixing of 48" (1200mm) Sweep 5 Star rated Ceiling Fan with double ball bearings but with regulator including all standard accessories and all labour charges etc., complete. | [11 empty] | SSR 20-21
| Qty.p.8 of M.B.No.824/B/ZP/19 | [11 empty] | SSR 20-21
| GF | 1 | x | 7 | 0 | 0 | 0 | 7 | No |  |  |  | SSR 20-21
| FF | 1 | x | 5 | 0 | 0 | 0 | 5 | No |  |  |  | SSR 20-21
SSR 20-21
[9 empty] | No | 2644.375 | SSR 20-21 | 0 | SSR 20-21
46 | S&F of 12 / 15 MS plain rod fan hook | [11 empty] | SSR 20-21
| Qty.p.8 of M.B.No.558/A/ZP/20 | [11 empty] | SSR 20-21
|  | 1 | x | 13 | 0 | 0 | 0 | 13 | No |  |  |  | SSR 20-21
SSR 20-21
[9 empty] | No | 195.17 | SSR 20-21 | 0 | SSR 20-21
47 | Supply and Transportation of 48" (1200mm) Sweep 5 star rated Ceiling Fan , with double ball bearings, air delivery more than 200 cubic meter/min but without Regulator. | [11 empty] | SSR 20-21
| Qty.p.7 of M.B.No.558/A/ZP/20 | [11 empty] | SSR 20-21
| GF & FF | 1 | x | 13 | 0 | 0 | 0 | 13 | No |  |  |  | SSR 20-21
SSR 20-21
[9 empty] | No | 2323 | SSR 20-21 | 0 | SSR 20-21
48 | Supply and fixing of Modular type Electronic fan regulator hum free step type socket size in the existing switch board. | [11 empty] | SSR 20-21
| Qty.p.7 of M.B.No.558/A/ZP/20 | [11 empty] | SSR 20-21
|  | 1 | x | 13 | 0 | 0 | 0 | 13 | No |  |  |  | SSR 20-21
SSR 20-21
[9 empty] | No | 241 | SSR 20-21 | 0 | SSR 20-21
49 | Labour charges for fixing of ceiling fan with regulator including transportation, 3 core wire leads etc complete | [11 empty] | SSR 20-21
| Qty.p.7 of M.B.No.558/A/ZP/20 | [11 empty] | SSR 20-21
|  | 1 | x | 13 | 0 | 0 | 0 | 13 | No |  |  |  | SSR 20-21
SSR 20-21
[9 empty] | No | 141.375 | SSR 20-21 | 0 | SSR 20-21
15 | Supply and erecting 19/20mm steel tube down rod of one meter length with bolts & nuts duly painted with matching colour of fan complete | [11 empty] | SSR 20-21
| Qty.p.88 of M.B.No.299/A/ZP/19 | [11 empty] | SSR 20-21
| Godown | 1 | x | 2 | 0 | 0 | 0 | 2 | No |  |  |  | SSR 20-21
| Secretary room | 1 | x | 1 | 0 | 0 | 0 | 1 | No |  |  |  | SSR 20-21
| Visting Waiting area | 1 | x | 1 | 0 | 0 | 0 | 1 | No |  |  |  | SSR 20-21
SSR 20-21
[9 empty] | No | 129.5 | SSR 20-21 | 0 | SSR 20-21
50 | Supply and Transportation and fixing of 1200 mm length,Box type powder coatedtube light luminaire with necessary wiring suitable for fixing 2 Nos retrofit T8 LED tubes but without tube and choke | [11 empty] | SSR 20-21
| Qty.p.7 of M.B.No.558/A/ZP/20 | [11 empty] | SSR 20-21
|  | 1 | x | 21 | 0 | 0 | 0 | 21 | No |  |  |  | SSR 20-21
SSR 20-21
[9 empty] | No | 410.5 | SSR 20-21 | 0 | SSR 20-21
23 | Supply, transportation and fixing of 20Watt LED Street light Luminaire made of pressure diecast alluminium body with powder coated, having protective toughned glass, Supply Input voltage 120 - 270 V AC, P.F > 0.90, high power LED's System efficacy >110 lm/W and junction temprature < 70°C, with Ingrees protection IP66, | [11 empty] | SSR 20-21
| Qty.p. of M.B.No. | [11 empty] | SSR 20-21
|  | 1 | x | 1 | 0 | 0 | 0 | 1 | No |  |  |  | SSR 20-21
SSR 20-21
[9 empty] | No | 1980 | SSR 20-21 | 0 | SSR 20-21
23 | Supply and transportation of 60 W LED Street light Luminaire made of pressure diecast alluminium body with powder coated, having protective toughned glass, Supply Input voltage 120 - 270 V AC, P.F > 0.90, high power LED's having System efficacy > 100 lm/W and junction temprature < 70°C, with Ingrees protection IP66, Luminaire performance complies to IS 10322 (Part 5 / Sec-3), Driver surge protection 4KV, external Surge protection 10 KV with optics distribution , THD<10% at 110 Volts AC, driver efficiency >90%, CCT: 3000K - 5700K, minimum CRI>70, etc., | [11 empty] | SSR 20-21
| Qty.p. of M.B.No. | [11 empty] | SSR 20-21
|  | 1 | x | 1 | 0 | 0 | 0 | 1 | No |  |  |  | SSR 20-21
SSR 20-21
[9 empty] | No | 5900 | SSR 20-21 | 0 | SSR 20-21
16 | Supply of 9" (225mm), Light duty exhaust fan with double ball bearing and wire guard etc complete. | [11 empty] | SSR 20-21
| To be done | [11 empty] | SSR 20-21
|  | 1 | x | 1 | 0 | 0 | 0 | 1 | No |  |  |  | SSR 20-21
SSR 20-21
[9 empty] | No | 1290 | SSR 20-21 | 0 | SSR 20-21
51 | Supply and fixing SPN Distribution board with IP-20 protection suitable for single phase Earth Leakage Circute Braker (ELCB) / Residual Current Circute Braker (RCCB) / Double Pole (DP) Isolator as incomer and 10kA SP MCBs as out going including internal connections and labour charges for surface / flush mounting etc., complete. | [11 empty] | SSR 20-21
| Qty.p. of M.B.No.558/A/ZP/20 | [11 empty] | SSR 20-21
|  | 1 | x | 2 | 0 | 0 | 0 | 2 | No |  |  |  | SSR 20-21
SSR 20-21
[9 empty] | No | 2995 | SSR 20-21 | 0 | SSR 20-21
52 | Supply and fixing of 2 Nos of 32A, 240V Porcelain Rewirable Fuse Units of makes : GM / Sputnik / Kundancab / Million / Gold Medal / Vimal / Star / Benlo on 12" x 18" peta board with connections and labour charges etc complete. | [11 empty] | SSR 20-21
| Qty.p. of M.B.No.558/A/ZP/20 | [11 empty] | SSR 20-21
|  | 1 | x | 1 | 0 | 0 | 0 | 1 | No |  |  |  | SSR 20-21
SSR 20-21
[9 empty] | No | 905 | SSR 20-21 | 0 | SSR 20-21
53 | Providing independent earthling by excavating a pit to a depth of 2.25Mt in all soils, as per size specified in the Data, using 40mm dia 'B' class GI pipe of 2.5 Mtrs length with necessary No.8 G.I. double earth wire and accessories with 18" dia 2" thick hume pipe ring duly providing staggered holes including filling with 20Kg Salt and 40Kg Charcoal or 40Kg bentonite powder in layers and all labour charges etc., complete. | [11 empty] | SSR 20-21
| Qty.p.9 of M.B.No.558/A/ZP/20 | [11 empty] | SSR 20-21
|  | 1 | x | 1 | 0 | 0 | 0 | 1 | No |  |  |  | SSR 20-21
SSR 20-21
[9 empty] | No | 3432.82 | SSR 20-21 | 0 | SSR 20-21
| As per SSR 2021-22 | [11 empty] | SSR 21-22
2 | Supply and Fixing of ISI 25mm outer dia medium (1.80mm thickness) grade with IS:9537 part 3 regid PVC pipe with PVC / Metallic Junction boxes and all accessories including Fixing of existing suitable size Consealed box PVC / MS with hook for fan including all labour charges etc., complete. | [11 empty] | SSR 21-22
| Qty.p.4 of M.B.No.299/A/ZP/19 | [11 empty] | SSR 21-22
| Secretary room | 1 | x | 1 | 8.5 | 0 | 0 | 8.5 | Rm |  |  |  | SSR 21-22
SSR 21-22
[9 empty] | Rm | 69.88 | SSR 21-22 | 0 | SSR 21-22
42 | Supplying and Fixing of 25mm dia 2.2 mm thick PVC Conduit pipe concealed in wall with all required accessories including chiseling the wall wherever necessity including masonry work for Light, Fan and separate plug point with wooden.Deep box including all labour charges etc | [11 empty] | SSR 21-22
| Qty.p.61 of M.B.No.478/A/ZP/19 |  | 22.10.2021 | [9 empty] | SSR 21-22
|  | 1 | x | 1 | 40 | 0 | 0 | 40 | Rm |  |  |  | SSR 21-22
SSR 21-22
[9 empty] | Rm | 79.43 | SSR 21-22 | 0 | SSR 21-22
3 | Labour charges for Grooves 2-3mm thick for PVC pipes | [11 empty] | SSR 21-22
| Qty.p. 2 of M.B.No.435-C/2017-18 | [11 empty] | SSR 21-22
| For water pipes | [11 empty] | SSR 21-22
| Ladies tiolet | 1 | x | 1 | 4 | 0 | 0 | 4 | Rm |  |  |  | SSR 21-22
| Gents tiolet | 1 | x | 1 | 1.8 | 0 | 0 | 1.8 | Rm |  |  |  | SSR 21-22
| Sarpanch tiolet | 1 | x | 1 | 2 | 0 | 0 | 2 | Rm |  |  |  | SSR 21-22
SSR 21-22
[9 empty] | Rm | 58 | SSR 21-22 | 0 | SSR 21-22
43 | Supply of Hot Dip galvanized 20/18 SWG Module box with earthing terminal for 12 Module box | [11 empty] | SSR 21-22
| Qty.p.61 of M.B.No.478/A/ZP/19 |  | 22.10.2021 | [9 empty] | SSR 21-22
| First floor | 1 | x | 11 | 0 | 0 | 0 | 11 | No |  |  |  | SSR 21-22
SSR 21-22
[9 empty] | No | 226 | SSR 21-22 | 0 | SSR 21-22
4 | Supply of Hot Dip galvanized 20/18 SWG Module box with earthing terminal for 8 Module box | [11 empty] | SSR 21-22
| Qty.p.7 of M.B.No.299/A/ZP/19 | [11 empty] | SSR 21-22
| GF and FF | 1 | x | 4 | 0 | 0 | 0 | 4 | No |  |  |  | SSR 21-22
SSR 21-22
[9 empty] | No | 187 | SSR 21-22 | 0 | SSR 21-22
5 | Supply of Hot Dip galvanized 20/18 SWG Module box with earthing terminal for 6 Module box | [11 empty] | SSR 21-22
| Qty.p.6 of M.B.No.299/A/ZP/19 | [11 empty] | SSR 21-22
| GF and FF | 1 | x | 14 | 0 | 0 | 0 | 14 | No |  |  |  | SSR 21-22
SSR 21-22
[9 empty] | No | 143 | SSR 21-22 | 0 | SSR 21-22
4 | Supply of Hot Dip galvanized 20/18 SWG Module box with earthing terminal for 16 Module box | [11 empty] | SSR 21-22
| Qty.p.3 of M.B.No.299/A/ZP/19 | [11 empty] | SSR 21-22
| Carridor | 1 | x | 1 | 0 | 0 | 0 | 1 | No |  |  |  | SSR 21-22
| Agristore | 1 | x | 1 | 0 | 0 | 0 | 1 | No |  |  |  | SSR 21-22
| Demo quipment | 1 | x | 1 | 0 | 0 | 0 | 1 | No |  |  |  | SSR 21-22
| Meeting Hall | 1 | x | 2 | 0 | 0 | 0 | 2 | No |  |  |  | SSR 21-22
SSR 21-22
[9 empty] | No | 331 | SSR 21-22 | 0 | SSR 21-22
6 | Supply of Hot Dip galvanized 20/18 SWG Module box with earthing terminal for 18 Module box | [11 empty] | SSR 21-22
| Qty.P.No. of M.B.No. | [11 empty] | SSR 21-22
| VKC | 2 | x | 1 | 0 | 0 | 0 | 2 | No |  |  |  | SSR 21-22
SSR 21-22
[9 empty] | No | 369 | SSR 21-22 | 0 | SSR 21-22
44 | Supply of Hot Dip galvanized 20/18 SWG Module box with earthing terminal for 4 Module box | [11 empty] | SSR 21-22
| Qty.p.62 of M.B.No.478/A/ZP/19 |  | 22.10.2021 | [9 empty] | SSR 21-22
|  | 1 | x | 4 | 0 | 0 | 0 | 4 | No |  |  |  | SSR 21-22
SSR 21-22
[9 empty] | No | 105 | SSR 21-22 | 0 | SSR 21-22
7 | Supply of Hot Dip galvanized 20/18 SWG Module box with earthing terminal for 2 Module box | [11 empty] | SSR 21-22
| Qty.p. of M.B.No. | [11 empty] | SSR 21-22
| GF and FF | 1 | x | 12 | 0 | 0 | 0 | 12 | No |  |  |  | SSR 21-22
SSR 21-22
[9 empty] | No | 63 | SSR 21-22 | 0 | SSR 21-22
7 | Wiring with run of 2 of 14/0.3mm (1.0 Sq.mm) FRLS / HFFR PVC insulated flexible ISI mark copper cable in existing PVC conduit pipe including Supply and fixing of Jumbo Ceiling rose and 6A/10A ISI Mark 1way flush type switch in existing Surface or Concealed pipe wiring including cost and conveyance of all material and all labour charges etc., complete for light and bell points | [11 empty] | SSR 21-22
| Qty.p.5 of M.B.No.299/A/ZP/19 | [11 empty] | SSR 21-22
| GF secretary room | 1 | x | 3 | 0 | 0 | 0 | 3 | Point |  |  |  | SSR 21-22
| Carridor | 1 | x | 4 | 0 | 0 | 0 | 4 | Point |  |  |  | SSR 21-22
| Verandah | 1 | x | 4 | 0 | 0 | 0 | 4 | Point |  |  |  | SSR 21-22
SSR 21-22
[9 empty] | Point | 436.33 | SSR 21-22 | 0 | SSR 21-22
7 | Wiring with run of 2 of 14/0.3mm (1.0 Sq.mm) FRLS / HFFR PVC insulated flexible ISI mark copper cable in existing PVC conduit pipe including Supply and fixing of Jumbo Ceiling rose and 6A/10A ISI Mark 1way flush type switch in existing Surface or Concealed pipe wiring including cost and conveyance of all material and all labour charges etc., complete for Fan points | [11 empty] | SSR 21-22
| Qty.p.86 of M.B.No.299/A/ZP/19 | [11 empty] | SSR 21-22
| Hall | 1 | x | 6 | 0 | 0 | 0 | 6 | Point |  |  |  | SSR 21-22
| Lab | 1 | x | 1 | 0 | 0 | 0 | 1 | Point |  |  |  | SSR 21-22
| Carridor | 1 | x | 1 | 0 | 0 | 0 | 1 | Point |  |  |  | SSR 21-22
SSR 21-22
[9 empty] | Point | 457.33 | SSR 21-22 | 0 | SSR 21-22
8 | Supply and run of 1 of 14 /0.3mm (1.0 Sq.mm) FR P.V.C. insulated flexible copper cable in existing pipe for earth and invertor continuity including all labour charges etc., complete. | [11 empty] | SSR 21-22
| Qty.p.10 of M.B.No.299/A/ZP/19 | [11 empty] | SSR 21-22
| For Earthing & invertor | [11 empty] | SSR 21-22
|  | 1 | x | 1 | 55 | 0 | 0 | 55 | Rm |  |  |  | SSR 21-22
SSR 21-22
[9 empty] | Rm | 21.19 | SSR 21-22 | 0 | SSR 21-22
9 | Supply and Run of 2 of 22/0.3mm (1.50 Sq.mm) with Run 1 of 22/0.3mm(1.5Sqmm) FRLS / HFFR PVC insulated flexible ISI mark copper cable in existing pipe for run of mains inlcuding all labour charges etc., complete. | [11 empty] | SSR 21-22
| Qty.p.10 of M.B.No.299/A/ZP/19 | [11 empty] | SSR 21-22
|  | 1 | x | 1 | 150 | 0 | 0 | 150 | Rm |  |  |  | SSR 21-22
SSR 21-22
[9 empty] | Rm | 69.83 | SSR 21-22 | 0 | SSR 21-22
9 | Supply and Run of 2 of 36/0.3mm (2.50 Sq.mm) with Run 1 of 22/0.3mm(1.5Sqmm) FRLS / HFFR PVC insulated flexible ISI mark copper cable in existing pipe for run of mains inlcuding all labour charges etc., complete. | [11 empty] | SSR 21-22
| Qty.p.10 of M.B.No.299/A/ZP/19 | [11 empty] | SSR 21-22
|  | 1 | x | 1 | 150 | 0 | 0 | 150 | Rm |  |  |  | SSR 21-22
SSR 21-22
[9 empty] | Rm | 74.224 | SSR 21-22 | 0 | SSR 21-22
10 | Supply and Run of 2 of 56/0.3mm (4.00 Sq.mm) with Run 1 of 22/0.3mm(1.5Sqmm) FRLS / HFFR PVC insulated flexible ISI mark copper cable in existing pipe for run of mains inlcuding all labour charges etc., complete | [11 empty] | SSR 21-22
| Qty.p. of M.B.No. | [11 empty] | SSR 21-22
|  | 1 | x | 1 | 25 | 0 | 0 | 25 | Rm |  |  |  | SSR 21-22
SSR 21-22
[9 empty] | Rm | 112.78 | SSR 21-22 | 0 | SSR 21-22
10 | Supply and Run of 2 of 6 Sq.mm WPSC Aluminium cable along with No.10 SWG G.I bearer wire through PVC cleats with all accessories including labour charges etc., complete for service mains. | [11 empty] | SSR 21-22
| Qty.p.6 of M.B.No.299/A/ZP/19 | [11 empty] | SSR 21-22
|  | 1 | x | 1 | 30 | 0 | 0 | 30 | Rm |  |  |  | SSR 21-22
SSR 21-22
[9 empty] | Rm | 56.314 | SSR 21-22 | 0 | SSR 21-22
11 | Supply of Cover frames for 12 module box | [11 empty] | SSR 21-22
| Qty.p. of M.B.No.299/A/ZP/19 | [11 empty] | SSR 21-22
| GF and FF | 1 | x | 13 | 0 | 0 | 0 | 13 | No |  |  |  | SSR 21-22
SSR 21-22
[9 empty] | No | 209 | SSR 21-22 | 0 | SSR 21-22
12 | Supply of Cover frames for 8 module box | [11 empty] | SSR 21-22
| Qty.p. of M.B.No.299/A/ZP/19 | [11 empty] | SSR 21-22
| GF and FF | 1 | x | 4 | 0 | 0 | 0 | 4 | No |  |  |  | SSR 21-22
SSR 21-22
[9 empty] | No | 171 | SSR 21-22 | 0 | SSR 21-22
13 | Supply of Cover frames for 6 module box | [11 empty] | SSR 21-22
| Qty.p. of M.B.No.299/A/ZP/19 | [11 empty] | SSR 21-22
| GF and FF | 1 | x | 14 | 0 | 0 | 0 | 14 | No |  |  |  | SSR 21-22
SSR 21-22
[9 empty] | No | 132 | SSR 21-22 | 0 | SSR 21-22
14 | Supply of Cover frames for 18 module box | [11 empty] | SSR 21-22
| Qty.P.No. of M.B.No. | [11 empty] | SSR 21-22
| VKC | 2 | x | 1 | 0 | 0 | 0 | 2 | No |  |  |  | SSR 21-22
SSR 21-22
[9 empty] | No | 341 | SSR 21-22 | 0 | SSR 21-22
14 | Supply of Cover frames for 4 module box | [11 empty] | SSR 21-22
| Qty.p. of M.B.No.299/A/ZP/19 | [11 empty] | SSR 21-22
| GF and FF | 1 | x | 3 | 0 | 0 | 0 | 3 | No |  |  |  | SSR 21-22
SSR 21-22
[9 empty] | No | 88 | SSR 21-22 | 0 | SSR 21-22
16 | Supply of Cover frames for 2 module box | [11 empty] | SSR 21-22
| Qty.p. of M.B.No. | [11 empty] | SSR 21-22
| GF and FF | 1 | x | 12 | 0 | 0 | 0 | 12 | No |  |  |  | SSR 21-22
SSR 21-22
[9 empty] | No | 66 | SSR 21-22 | 0 | SSR 21-22
17 | Supply and fixing of 16A 3pin / 6A 3pin plug socket with indicator lamp and 16Amps fuse unit and 16 Amps switch control (5 in one) on decolam sheet covered board including earth connection and all labour charges etc., complete on wall. | [11 empty] | SSR 21-22
| Qty.p. of M.B.No. | [11 empty] | SSR 21-22
| GF & FF | 1 | x | 17 | 0 | 0 | 0 | 17 | No |  |  |  | SSR 21-22
SSR 21-22
[9 empty] | No | 410 | SSR 21-22 | 0 | SSR 21-22
15 | Supply and fixing of 6A 3/2 pin wall plug socket with 6A switch control on a common switch board with earth continuity including wire leads, earth connections along with all labour charges etc., complete. | [11 empty] | SSR 21-22
| Qty.p.7 of M.B.No.299/A/ZP/19 | [11 empty] | SSR 21-22
| Ground floor | 1 | x | 30 | 0 | 0 | 0 | 30 | No |  |  |  | SSR 21-22
| First floor | 1 | x | 15 | 0 | 0 | 0 | 15 | No |  |  |  | SSR 21-22
SSR 21-22
[9 empty] | No | 118.04 | SSR 21-22 | 0 | SSR 21-22
18 | Supply and fixing of 6A 2 pin wall plug socket with 6A switch control on a common switch board with earth continuity including wire leads, earth connections along with all labour charges etc., complete. | [11 empty] | SSR 21-22
| Qty.P.No. of M.B.No. | [11 empty] | SSR 21-22
|  | 1 | x | 4 | 0 | 0 | 0 | 4 | No |  |  |  | SSR 21-22
SSR 21-22
[9 empty] | No | 112.04 | SSR 21-22 | 0 | SSR 21-22
19 | Supply and fixing of 6A flush type Neon Indicator. | [11 empty] | SSR 21-22
| Qty.p. of M.B.No. | [11 empty] | SSR 21-22
| GF and FF | 1 | x | 7 | 0 | 0 | 0 | 7 | No |  |  |  | SSR 21-22
SSR 21-22
[9 empty] | No | 20 | SSR 21-22 | 0 | SSR 21-22
17 | Supply and fixing of ISI mark batten holder / angle holder on existing block, but with bulb including all connections etc., complete | [11 empty] | SSR 21-22
| Qty.p.8 of M.B.No.299/A/ZP/19 | [11 empty] | SSR 21-22
| GF and FF | 1 | x | 21 | 0 | 0 | 0 | 21 | No |  |  |  | SSR 21-22
SSR 21-22
[9 empty] | No | 122 | SSR 21-22 | 0 | SSR 21-22
8 | Supply, Transportation and Fixing of 48" (1200mm) Sweep 5 Star rated Ceiling Fan with double ball bearings but with regulator including all standard accessories and all labour charges etc., complete. | [11 empty] | SSR 21-22
| Qty.p.9 of M.B.No.299/A/ZP/19 | [11 empty] | SSR 21-22
|  | 1 | x | 12 | 0 | 0 | 0 | 12 | No |  |  |  | SSR 21-22
SSR 21-22
[9 empty] | No | 3020.38 | SSR 21-22 | 0 | SSR 21-22
18 | S&F of 12 / 15 MS plain rod fan hook | [11 empty] | SSR 21-22
| Qty.p.9 of M.B.No.299/A/ZP/19 | [11 empty] | SSR 21-22
|  | 1 | x | 12 | 0 | 0 | 0 | 12 | No |  |  |  | SSR 21-22
SSR 21-22
[9 empty] | No | 208.13 | SSR 21-22 | 0 | SSR 21-22
19 | Supply and Transportation of 48" (1200mm) Sweep 5 star rated Ceiling Fan , with double ball bearings, air delivery more than 200 cubic meter/min but without Regulator. | [11 empty] | SSR 21-22
| Qty.p.8 of M.B.No.299/A/ZP/19 | [11 empty] | SSR 21-22
| GF and FF | 1 | x | 7 | 0 | 0 | 0 | 7 | No |  |  |  | SSR 21-22
SSR 21-22
[9 empty] | No | 2671.45 | SSR 21-22 | 0 | SSR 21-22
20 | Supply and fixing of Modular type Electronic fan regulator hum free step type socket size in the existing switch board. | [11 empty] | SSR 21-22
| Qty.p.8 of M.B.No.299/A/ZP/19 | [11 empty] | SSR 21-22
|  | 1 | x | 12 | 0 | 0 | 0 | 12 | No |  |  |  | SSR 21-22
SSR 21-22
[9 empty] | No | 263 | SSR 21-22 | 0 | SSR 21-22
21 | Labour charges for fixing of ceiling fan with regulator including transportation, 3 core wire leads etc complete | [11 empty] | SSR 21-22
| Qty.p.8 of M.B.No.299/A/ZP/19 | [11 empty] | SSR 21-22
|  | 1 | x | 7 | 0 | 0 | 0 | 7 | No |  |  |  | SSR 21-22
SSR 21-22
[9 empty] | No | 158.43 | SSR 21-22 | 0 | SSR 21-22
15 | Supply and erecting 19/20mm steel tube down rod of one meter length with bolts & nuts duly painted with matching colour of fan complete | [11 empty] | SSR 21-22
| Qty.p.88 of M.B.No.299/A/ZP/19 | [11 empty] | SSR 21-22
| Godown | 1 | x | 2 | 0 | 0 | 0 | 2 | No |  |  |  | SSR 21-22
| Secretary room | 1 | x | 1 | 0 | 0 | 0 | 1 | No |  |  |  | SSR 21-22
| Visting Waiting area | 1 | x | 1 | 0 | 0 | 0 | 1 | No |  |  |  | SSR 21-22
SSR 21-22
[9 empty] | No | 147 | SSR 21-22 | 0 | SSR 21-22
22 | Supply and Transportation and fixing of 1200 mm length,Box type powder coatedtube light luminaire with necessary wiring suitable for fixing 2 Nos retrofit T8 LED tubes but without tube and choke | [11 empty] | SSR 21-22
| Qty.p.9 of M.B.No.299/A/ZP/19 | [11 empty] | SSR 21-22
|  | 1 | x | 14 | 0 | 0 | 0 | 14 | No |  |  |  | SSR 21-22
SSR 21-22
[9 empty] | No | 395.93 | SSR 21-22 | 0 | SSR 21-22
23 | Supply, transportation and fixing of 20Watt LED Street light Luminaire made of pressure diecast alluminium body with powder coated, having protective toughned glass, Supply Input voltage 120 - 270 V AC, P.F > 0.90, high power LED's System efficacy >110 lm/W and junction temprature < 70°C, with Ingrees protection IP66, | [11 empty] | SSR 21-22
| Qty.p. of M.B.No. | [11 empty] | SSR 21-22
|  | 1 | x | 1 | 0 | 0 | 0 | 1 | No |  |  |  | SSR 21-22
SSR 21-22
[9 empty] | No | 1822 | SSR 21-22 | 0 | SSR 21-22
23 | Supply and transportation of 60 W LED Street light Luminaire made of pressure diecast alluminium body with powder coated, having protective toughned glass, Supply Input voltage 120 - 270 V AC, P.F > 0.90, high power LED's having System efficacy > 100 lm/W and junction temprature < 70°C, with Ingrees protection IP66, Luminaire performance complies to IS 10322 (Part 5 / Sec-3), Driver surge protection 4KV, external Surge protection 10 KV with optics distribution , THD<10% at 110 Volts AC, driver efficiency >90%, CCT: 3000K - 5700K, minimum CRI>70, etc., | [11 empty] | SSR 21-22
| Qty.p. of M.B.No. | [11 empty] | SSR 21-22
|  | 1 | x | 1 | 0 | 0 | 0 | 1 | No |  |  |  | SSR 21-22
SSR 21-22
[9 empty] | No | 5428 | SSR 21-22 | 0 | SSR 21-22
16 | Supply of 9" (225mm), Light duty exhaust fan with double ball bearing and wire guard etc complete. | [11 empty] | SSR 21-22
| To be done | [11 empty] | SSR 21-22
|  | 1 | x | 1 | 0 | 0 | 0 | 1 | No |  |  |  | SSR 21-22
SSR 21-22
[9 empty] | No | 1484 | SSR 21-22 | 0 | SSR 21-22
23 | Supply and fixing SPN Distribution board with IP-20 protection suitable for single phase Earth Leakage Circute Braker (ELCB) / Residual Current Circute Braker (RCCB) / Double Pole (DP) Isolator as incomer and 10kA SP MCBs as out going including internal connections and labour charges for surface / flush mounting etc., complete. | [11 empty] | SSR 21-22
| Qty.p. of M.B.No. | [11 empty] | SSR 21-22
| Ground floor | 1 | x | 1 | 0 | 0 | 0 | 1 | No |  |  |  | SSR 21-22
| First floor | 1 | x | 1 | 0 | 0 | 0 | 1 | No |  |  |  | SSR 21-22
SSR 21-22
[9 empty] | No | 3255 | SSR 21-22 | 0 | SSR 21-22
24 | Supply and fixing of 2 Nos of 32A, 240V Porcelain Rewirable Fuse Units of makes : GM / Sputnik / Kundancab / Million / Gold Medal / Vimal / Star / Benlo on 12" x 18" peta board with connections and labour charges etc complete. | [11 empty] | SSR 21-22
| Qty.p. of M.B.No.299/A/ZP/19 | [11 empty] | SSR 21-22
|  | 1 | x | 1 | 0 | 0 | 0 | 1 | No |  |  |  | SSR 21-22
SSR 21-22
[9 empty] | No | 1005.6 | SSR 21-22 | 0 | SSR 21-22
25 | Providing independent earthling by excavating a pit to a depth of 2.25Mt in all soils, as per size specified in the Data, using 40mm dia 'B' class GI pipe of 2.5 Mtrs length with necessary No.8 G.I. double earth wire and accessories with 18" dia 2" thick hume pipe ring duly providing staggered holes including filling with 20Kg Salt and 40Kg Charcoal or 40Kg bentonite powder in layers and all labour charges etc., complete. | [11 empty] | SSR 21-22
| Qty.p.10 of M.B.No.299/A/ZP/19 | [11 empty] | SSR 21-22
|  | 1 | x | 1 | 0 | 0 | 0 | 1 | No |  |  |  | SSR 21-22
SSR 21-22
[9 empty] | No | 3771.935 | SSR 21-22 | 0 | SSR 21-22
| As per SSR 2022-23 | [11 empty] | SSR 22-23
2 | Supply and Fixing of ISI 25mm outer dia medium (1.80mm thickness) grade with IS:9537 part 3 regid PVC pipe with PVC / Metallic Junction boxes and all accessories including Fixing of existing suitable size Consealed box PVC / MS with hook for fan including all labour charges etc., complete. | [11 empty] | SSR 22-23
| Qty.p.4 of M.B.No.299/A/ZP/19 | [11 empty] | SSR 22-23
| Secretary room | 1 | x | 1 | 8.5 | 0 | 0 | 8.5 | Rm |  |  |  | SSR 22-23
SSR 22-23
[9 empty] | Rm | 80.18 | SSR 22-23 | 0 | SSR 22-23
26 | Supplying and Fixing of 25mm dia 2.2 mm thick PVC Conduit pipe concealed in wall with all required accessories including chiseling the wall wherever necessity including masonry work for Light, Fan and separate plug point with wooden.Deep box including all labour charges etc | [11 empty] | SSR 22-23
| Qty.p.74 of M.B.No.790/A/ZP/19 |  | 27.09.2023 | [9 empty] | SSR 22-23
|  | 1 | x | 1 | 90 | 0 | 0 | 90 | Rm |  |  |  | SSR 22-23
SSR 22-23
[9 empty] | Rm | 89.61 | SSR 22-23 | 0 | SSR 22-23
3 | Labour charges for Grooves 2-3mm thick for PVC pipes | [11 empty] | SSR 22-23
| Qty.p. 2 of M.B.No.435-C/2017-18 | [11 empty] | SSR 22-23
| For water pipes | [11 empty] | SSR 22-23
| Ladies tiolet | 1 | x | 1 | 4 | 0 | 0 | 4 | Rm |  |  |  | SSR 22-23
| Gents tiolet | 1 | x | 1 | 1.8 | 0 | 0 | 1.8 | Rm |  |  |  | SSR 22-23
| Sarpanch tiolet | 1 | x | 1 | 2 | 0 | 0 | 2 | Rm |  |  |  | SSR 22-23
SSR 22-23
[9 empty] | Rm | 64 | SSR 22-23 | 0 | SSR 22-23
33 | Supply of Hot Dip galvanized 20/18 SWG Module box with earthing terminal for 12 Module box | [11 empty] | SSR 22-23
| Qty.p.5 of M.B.No.158/B/ZP/22 | [11 empty] | SSR 22-23
|  | 1 | x | 9 | 0 | 0 | 0 | 9 | No |  |  |  | SSR 22-23
SSR 22-23
[9 empty] | No | 245 | SSR 22-23 | 0 | SSR 22-23
34 | Supply of Hot Dip galvanized 20/18 SWG Module box with earthing terminal for 8 Module box | [11 empty] | SSR 22-23
| Qty.p.5 of M.B.No.158/B/ZP/22 | [11 empty] | SSR 22-23
|  | 1 | x | 1 | 0 | 0 | 0 | 1 | No |  |  |  | SSR 22-23
SSR 22-23
[9 empty] | No | 203 | SSR 22-23 | 0 | SSR 22-23
5 | Supply of Hot Dip galvanized 20/18 SWG Module box with earthing terminal for 6 Module box | [11 empty] | SSR 22-23
| Qty.p.6 of M.B.No.299/A/ZP/19 | [11 empty] | SSR 22-23
| GF and FF | 1 | x | 14 | 0 | 0 | 0 | 14 | No |  |  |  | SSR 22-23
SSR 22-23
[9 empty] | No | 155 | SSR 22-23 | 0 | SSR 22-23
4 | Supply of Hot Dip galvanized 20/18 SWG Module box with earthing terminal for 16 Module box | [11 empty] | SSR 22-23
| Qty.p.3 of M.B.No.299/A/ZP/19 | [11 empty] | SSR 22-23
| Carridor | 1 | x | 1 | 0 | 0 | 0 | 1 | No |  |  |  | SSR 22-23
| Agristore | 1 | x | 1 | 0 | 0 | 0 | 1 | No |  |  |  | SSR 22-23
| Demo quipment | 1 | x | 1 | 0 | 0 | 0 | 1 | No |  |  |  | SSR 22-23
| Meeting Hall | 1 | x | 2 | 0 | 0 | 0 | 2 | No |  |  |  | SSR 22-23
SSR 22-23
[9 empty] | No | 359 | SSR 22-23 | 0 | SSR 22-23
6 | Supply of Hot Dip galvanized 20/18 SWG Module box with earthing terminal for 18 Module box | [11 empty] | SSR 22-23
| Qty.P.No. of M.B.No. | [11 empty] | SSR 22-23
| VKC | 2 | x | 1 | 0 | 0 | 0 | 2 | No |  |  |  | SSR 22-23
SSR 22-23
[9 empty] | No | 400 | SSR 22-23 | 0 | SSR 22-23
6 | Supply of Hot Dip galvanized 20/18 SWG Module box with earthing terminal for 4 Module box | [11 empty] | SSR 22-23
| Qty.p.6 of M.B.No.299/A/ZP/19 | [11 empty] | SSR 22-23
| GF and FF | 1 | x | 3 | 0 | 0 | 0 | 3 | No |  |  |  | SSR 22-23
SSR 22-23
[9 empty] | No | 114 | SSR 22-23 | 0 | SSR 22-23
7 | Supply of Hot Dip galvanized 20/18 SWG Module box with earthing terminal for 2 Module box | [11 empty] | SSR 22-23
| Qty.p. of M.B.No. | [11 empty] | SSR 22-23
| GF and FF | 1 | x | 12 | 0 | 0 | 0 | 12 | No |  |  |  | SSR 22-23
SSR 22-23
[9 empty] | No | 68 | SSR 22-23 | 0 | SSR 22-23
35 | Wiring with run of 2 of 14/0.3mm (1.0 Sq.mm) FRLS / HFFR PVC insulated flexible ISI mark copper cable in existing PVC conduit pipe including Supply and fixing of Jumbo Ceiling rose and 6A/10A ISI Mark 1way flush type switch in existing Surface or Concealed pipe wiring including cost and conveyance of all material and all labour charges etc., complete for light and bell points | [11 empty] | SSR 22-23
| Qty.p.6 of M.B.No.158/B/ZP/22 | [11 empty] | SSR 22-23
| tube light | 1 | x | 7 | 0 | 0 | 0 | 7 | Point |  |  |  | SSR 22-23
| bulb point | 1 | x | 10 | 0 | 0 | 0 | 10 | Point |  |  |  | SSR 22-23
SSR 22-23
[9 empty] | Point | 481.67 | SSR 22-23 | 0 | SSR 22-23
34 | Wiring with run of 2 of 14/0.3mm (1.0 Sq.mm) FRLS / HFFR PVC insulated flexible ISI mark copper cable in existing PVC conduit pipe including Supply and fixing of Jumbo Ceiling rose and 6A/10A ISI Mark 1way flush type switch in existing Surface or Concealed pipe wiring including cost and conveyance of all material and all labour charges etc., complete for Fan points | [11 empty] | SSR 22-23
| Qty.p. of M.B.No.790/A/ZP/19 | [11 empty] | SSR 22-23
| Fan point | 1 | x | 5 | 0 | 0 | 0 | 5 | Point |  |  |  | SSR 22-23
SSR 22-23
[9 empty] | Point | 503.67 | SSR 22-23 | 0 | SSR 22-23
35 | Supply and run of 1 of 14 /0.3mm (1.0 Sq.mm) FR P.V.C. insulated flexible copper cable in existing pipe for earth and invertor continuity including all labour charges etc., complete. | [11 empty] | SSR 22-23
| Qty.p. of M.B.No.790/A/ZP/19 | [11 empty] | SSR 22-23
| For Earthing & invertor | 1 | x | 2 | 70 | 0 | 0 | 140 | Rm |  |  |  | SSR 22-23
SSR 22-23
[9 empty] | Rm | 23.55 | SSR 22-23 | 0 | SSR 22-23
36 | Supply and Run of 2 of 22/0.3mm (1.50 Sq.mm) with Run 1 of 22/0.3mm(1.5Sqmm) FRLS / HFFR PVC insulated flexible ISI mark copper cable in existing pipe for run of mains inlcuding all labour charges etc., complete. | [11 empty] | SSR 22-23
| Qty.p.6 of M.B.No.158/B/ZP/22 | [11 empty] | SSR 22-23
| examination room | 1 | x | 1 | 25 | 0 | 0 | 25 | Rm |  |  |  | SSR 22-23
| Agri input | 1 | x | 1 | 10 | 0 | 0 | 10 | Rm |  |  |  | SSR 22-23
| Carridor | 1 | x | 1 | 10 | 0 | 0 | 10 | Rm |  |  |  | SSR 22-23
| Demo quipment | 1 | x | 1 | 10 | 0 | 0 | 10 | Rm |  |  |  | SSR 22-23
| Verandah | 1 | x | 1 | 5 | 0 | 0 | 5 | Rm |  |  |  | SSR 22-23
SSR 22-23
[9 empty] | Rm | 79.48 | SSR 22-23 | 0 | SSR 22-23
32 | Supply and Run of 2 of 36/0.3mm (2.50 Sq.mm) with Run 1 of 22/0.3mm(1.5Sqmm) FRLS / HFFR PVC insulated flexible ISI mark copper cable in existing pipe for run of mains inlcuding all labour charges etc., complete. | [11 empty] | SSR 22-23
| Qty.p. 62 of M.B.No.790/A/ZP/19 |  | 29.12.2023 | [9 empty] | SSR 22-23
|  | 1 | x | 1 | 60 | 0 | 0 | 60 | Rm |  |  |  | SSR 22-23
|  | 1 | x | 1 | 80 | 0 | 0 | 80 | Rm |  |  |  | SSR 22-23
SSR 22-23
[9 empty] | Rm | 83.3335 | SSR 22-23 | 0 | SSR 22-23
10 | Supply and Run of 2 of 56/0.3mm (4.00 Sq.mm) with Run 1 of 22/0.3mm(1.5Sqmm) FRLS / HFFR PVC insulated flexible ISI mark copper cable in existing pipe for run of mains inlcuding all labour charges etc., complete | [11 empty] | SSR 22-23
| Qty.p.5 of M.B.No.148/B/ZP/22 | [11 empty] | SSR 22-23
|  | 1 | x | 1 | 25 | 0 | 0 | 25 | Rm |  |  |  | SSR 22-23
SSR 22-23
[9 empty] | Rm | 126.65 | SSR 22-23 | 0 | SSR 22-23
36 | Supply and Run of 2 of 6 Sq.mm WPSC Aluminium cable along with No.10 SWG G.I bearer wire through PVC cleats with all accessories including labour charges etc., complete for service mains. | [11 empty] | SSR 22-23
| Qty.p. of M.B.No.790/A/ZP/19 | [11 empty] | SSR 22-23
|  | 1 | x | 1 | 20 | 0 | 0 | 20 | Rm |  |  |  | SSR 22-23
SSR 22-23
[9 empty] | Rm | 64.563 | SSR 22-23 | 0 | SSR 22-23
37 | Supply of Cover frames for 12 module box | [11 empty] | SSR 22-23
| Qty.p.6 of M.B.No.158/B/ZP/22 | [11 empty] | SSR 22-23
|  | 1 | x | 9 | 0 | 0 | 0 | 9 | No |  |  |  | SSR 22-23
SSR 22-23
[9 empty] | No | 209 | SSR 22-23 | 0 | SSR 22-23
38 | Supply of Cover frames for 8 module box | [11 empty] | SSR 22-23
| Qty.p.7 of M.B.No.158/B/ZP/22 | [11 empty] | SSR 22-23
|  | 1 | x | 1 | 0 | 0 | 0 | 1 | No |  |  |  | SSR 22-23
SSR 22-23
[9 empty] | No | 171 | SSR 22-23 | 0 | SSR 22-23
13 | Supply of Cover frames for 6 module box | [11 empty] | SSR 22-23
| Qty.p. of M.B.No.299/A/ZP/19 | [11 empty] | SSR 22-23
| GF and FF | 1 | x | 14 | 0 | 0 | 0 | 14 | No |  |  |  | SSR 22-23
SSR 22-23
[9 empty] | No | 132 | SSR 22-23 | 0 | SSR 22-23
14 | Supply of Cover frames for 18 module box | [11 empty] | SSR 22-23
| Qty.P.No. of M.B.No. | [11 empty] | SSR 22-23
| VKC | 2 | x | 1 | 0 | 0 | 0 | 2 | No |  |  |  | SSR 22-23
SSR 22-23
[9 empty] | No | 341 | SSR 22-23 | 0 | SSR 22-23
14 | Supply of Cover frames for 4 module box | [11 empty] | SSR 22-23
| Qty.p. of M.B.No.299/A/ZP/19 | [11 empty] | SSR 22-23
| GF and FF | 1 | x | 3 | 0 | 0 | 0 | 3 | No |  |  |  | SSR 22-23
SSR 22-23
[9 empty] | No | 88 | SSR 22-23 | 0 | SSR 22-23
16 | Supply of Cover frames for 2 module box | [11 empty] | SSR 22-23
| Qty.p. of M.B.No. | [11 empty] | SSR 22-23
| GF and FF | 1 | x | 12 | 0 | 0 | 0 | 12 | No |  |  |  | SSR 22-23
SSR 22-23
[9 empty] | No | 66 | SSR 22-23 | 0 | SSR 22-23
17 | Supply and fixing of 16A 3pin / 6A 3pin plug socket with indicator lamp and 16Amps fuse unit and 16 Amps switch control (5 in one) on decolam sheet covered board including earth connection and all labour charges etc., complete on wall. | [11 empty] | SSR 22-23
| Qty.p. of M.B.No. | [11 empty] | SSR 22-23
| GF & FF | 1 | x | 17 | 0 | 0 | 0 | 17 | No |  |  |  | SSR 22-23
SSR 22-23
[9 empty] | No | 422.5 | SSR 22-23 | 0 | SSR 22-23
39 | Supply and fixing of 6A 3/2 pin wall plug socket with 6A switch control on a common switch board with earth continuity including wire leads, earth connections along with all labour charges etc., complete. | [11 empty] | SSR 22-23
| Qty.p.7 of M.B.No.158/B/ZP/22 | [11 empty] | SSR 22-23
|  | 1 | x | 18 | 0 | 0 | 0 | 18 | No |  |  |  | SSR 22-23
SSR 22-23
[9 empty] | No | 125.735 | SSR 22-23 | 0 | SSR 22-23
18 | Supply and fixing of 6A 2 pin wall plug socket with 6A switch control on a common switch board with earth continuity including wire leads, earth connections along with all labour charges etc., complete. | [11 empty] | SSR 22-23
| Qty.P.No. of M.B.No. | [11 empty] | SSR 22-23
|  | 1 | x | 4 | 0 | 0 | 0 | 4 | No |  |  |  | SSR 22-23
SSR 22-23
[9 empty] | No | 119.735 | SSR 22-23 | 0 | SSR 22-23
19 | Supply and fixing of 6A flush type Neon Indicator. | [11 empty] | SSR 22-23
| Qty.p. of M.B.No. | [11 empty] | SSR 22-23
| GF and FF | 1 | x | 7 | 0 | 0 | 0 | 7 | No |  |  |  | SSR 22-23
SSR 22-23
[9 empty] | No | 21 | SSR 22-23 | 0 | SSR 22-23
40 | Supply and fixing of ISI mark batten holder / angle holder on existing block, but with bulb including all connections etc., complete | [11 empty] | SSR 22-23
| Qty.p.7 of M.B.No.158/B/ZP/22 | [11 empty] | SSR 22-23
|  | 1 | x | 10 | 0 | 0 | 0 | 10 | No |  |  |  | SSR 22-23
SSR 22-23
[9 empty] | No | 127.25 | SSR 22-23 | 0 | SSR 22-23
37 | Supply, Transportation and Fixing of 48" (1200mm) Sweep 5 Star rated Ceiling Fan with double ball bearings but with regulator including all standard accessories and all labour charges etc., complete. | [11 empty] | SSR 22-23
| Qty.p. 65 of M.B.No.790/A/ZP/19 |  | 29.12.2023 | [9 empty] | SSR 22-23
| GF | 1 | x | 7 | 0 | 0 | 0 | 7 | No |  |  |  | SSR 22-23
| FF | 1 | x | 3 | 0 | 0 | 0 | 3 | No |  |  |  | SSR 22-23
SSR 22-23
[9 empty] | No | 3312.185 | SSR 22-23 | 0 | SSR 22-23
18 | S&F of 12 / 15 MS plain rod fan hook | [11 empty] | SSR 22-23
| Qty.p.9 of M.B.No.299/A/ZP/19 | [11 empty] | SSR 22-23
|  | 1 | x | 12 | 0 | 0 | 0 | 12 | No |  |  |  | SSR 22-23
SSR 22-23
[9 empty] | No | 230.73 | SSR 22-23 | 0 | SSR 22-23
19 | Supply and Transportation of 48" (1200mm) Sweep 5 star rated Ceiling Fan , with double ball bearings, air delivery more than 200 cubic meter/min but without Regulator. | [11 empty] | SSR 22-23
| Qty.p.12 of M.B.No.148/B/ZP/22 | [11 empty] | SSR 22-23
| PS room | 1 | x | 1 | 0 | 0 | 0 | 1 | No |  |  |  | SSR 22-23
| Agri cum and aqua store | 1 | x | 1 | 0 | 0 | 0 | 1 | No |  |  |  | SSR 22-23
| Hall | 1 | x | 6 | 0 | 0 | 0 | 6 | No |  |  |  | SSR 22-23
| First floor digital asst room | 1 | x | 1 | 0 | 0 | 0 | 1 | No |  |  |  | SSR 22-23
| Staff room | 1 | x | 1 | 0 | 0 | 0 | 1 | No |  |  |  | SSR 22-23
| Sarpa | 1 | x | 1 | 0 | 0 | 0 | 1 | No |  |  |  | SSR 22-23
| Meeting Hall | 1 | x | 3 | 0 | 0 | 0 | 3 | No |  |  |  | SSR 22-23
| Visitor Waiting Hall | 1 | x | 1 | 0 | 0 | 0 | 1 | No |  |  |  | SSR 22-23
SSR 22-23
[9 empty] | No | 2941.12 | SSR 22-23 | 0 | SSR 22-23
20 | Supply and fixing of Modular type Electronic fan regulator hum free step type socket size in the existing switch board. | [11 empty] | SSR 22-23
| Qty.p.13 of M.B.No.148/B/ZP/22 | [11 empty] | SSR 22-23
| PS room | 1 | x | 1 | 0 | 0 | 0 | 1 | No |  |  |  | SSR 22-23
| Agri cum and aqua store | 1 | x | 1 | 0 | 0 | 0 | 1 | No |  |  |  | SSR 22-23
| Hall | 1 | x | 6 | 0 | 0 | 0 | 6 | No |  |  |  | SSR 22-23
| First floor digital asst room | 1 | x | 1 | 0 | 0 | 0 | 1 | No |  |  |  | SSR 22-23
| Staff room | 1 | x | 1 | 0 | 0 | 0 | 1 | No |  |  |  | SSR 22-23
| Sarpa | 1 | x | 1 | 0 | 0 | 0 | 1 | No |  |  |  | SSR 22-23
| Meeting Hall | 1 | x | 3 | 0 | 0 | 0 | 3 | No |  |  |  | SSR 22-23
| Visitor Waiting Hall | 1 | x | 1 | 0 | 0 | 0 | 1 | No |  |  |  | SSR 22-23
SSR 22-23
[9 empty] | No | 278 | SSR 22-23 | 0 | SSR 22-23
21 | Labour charges for fixing of ceiling fan with regulator including transportation, 3 core wire leads etc complete | [11 empty] | SSR 22-23
| Qty.p.14 of M.B.No.148/B/ZP/22 | [11 empty] | SSR 22-23
| PS room | 1 | x | 1 | 0 | 0 | 0 | 1 | No |  |  |  | SSR 22-23
| Agri cum and aqua store | 1 | x | 1 | 0 | 0 | 0 | 1 | No |  |  |  | SSR 22-23
| Hall | 1 | x | 6 | 0 | 0 | 0 | 6 | No |  |  |  | SSR 22-23
| First floor digital asst room | 1 | x | 1 | 0 | 0 | 0 | 1 | No |  |  |  | SSR 22-23
| Staff room | 1 | x | 1 | 0 | 0 | 0 | 1 | No |  |  |  | SSR 22-23
| Sarpa | 1 | x | 1 | 0 | 0 | 0 | 1 | No |  |  |  | SSR 22-23
| Meeting Hall | 1 | x | 3 | 0 | 0 | 0 | 3 | No |  |  |  | SSR 22-23
| Visitor Waiting Hall | 1 | x | 1 | 0 | 0 | 0 | 1 | No |  |  |  | SSR 22-23
SSR 22-23
[9 empty] | No | 163.065 | SSR 22-23 | 0 | SSR 22-23
15 | Supply and erecting 19/20mm steel tube down rod of one meter length with bolts & nuts duly painted with matching colour of fan complete | [11 empty] | SSR 22-23
| Qty.p.88 of M.B.No.299/A/ZP/19 | [11 empty] | SSR 22-23
| Godown | 1 | x | 2 | 0 | 0 | 0 | 2 | No |  |  |  | SSR 22-23
| Secretary room | 1 | x | 1 | 0 | 0 | 0 | 1 | No |  |  |  | SSR 22-23
| Visting Waiting area | 1 | x | 1 | 0 | 0 | 0 | 1 | No |  |  |  | SSR 22-23
SSR 22-23
[9 empty] | No | 161.5 | SSR 22-23 | 0 | SSR 22-23
41 | Supply and Transportation and fixing of 1200 mm length,Box type powder coatedtube light luminaire with necessary wiring suitable for fixing 2 Nos retrofit T8 LED tubes but without tube and choke | [11 empty] | SSR 22-23
| Qty.p.8 of M.B.No.158/B/ZP/22 | [11 empty] | SSR 22-23
|  | 1 | x | 7 | 0 | 0 | 0 | 7 | No |  |  |  | SSR 22-23
SSR 22-23
[9 empty] | No | 406.44 | SSR 22-23 | 0 | SSR 22-23
23 | Supply, transportation and fixing of 20Watt LED Street light Luminaire made of pressure diecast alluminium body with powder coated, having protective toughned glass, Supply Input voltage 120 - 270 V AC, P.F > 0.90, high power LED's System efficacy >110 lm/W and junction temprature < 70°C, with Ingrees protection IP66, | [11 empty] | SSR 22-23
| Qty.p.15 of M.B.No.148/B/ZP/22 | [11 empty] | SSR 22-23
|  | 1 | x | 1 | 0 | 0 | 0 | 1 | No |  |  |  | SSR 22-23
SSR 22-23
[9 empty] | No | 1822 | SSR 22-23 | 0 | SSR 22-23
23 | Supply and transportation of 60 W LED Street light Luminaire made of pressure diecast alluminium body with powder coated, having protective toughned glass, Supply Input voltage 120 - 270 V AC, P.F > 0.90, high power LED's having System efficacy > 100 lm/W and junction temprature < 70°C, with Ingrees protection IP66, Luminaire performance complies to IS 10322 (Part 5 / Sec-3), Driver surge protection 4KV, external Surge protection 10 KV with optics distribution , THD<10% at 110 Volts AC, driver efficiency >90%, CCT: 3000K - 5700K, minimum CRI>70, etc., | [11 empty] | SSR 22-23
| Qty.p. of M.B.No. | [11 empty] | SSR 22-23
|  | 1 | x | 1 | 0 | 0 | 0 | 1 | No |  |  |  | SSR 22-23
SSR 22-23
[9 empty] | No | 5428 | SSR 22-23 | 0 | SSR 22-23
16 | Supply of 9" (225mm), Light duty exhaust fan with double ball bearing and wire guard etc complete. | [11 empty] | SSR 22-23
| To be done | [11 empty] | SSR 22-23
|  | 1 | x | 1 | 0 | 0 | 0 | 1 | No |  |  |  | SSR 22-23
SSR 22-23
[9 empty] | No | 1634 | SSR 22-23 | 0 | SSR 22-23
42 | Supply and fixing SPN Distribution board with IP-20 protection suitable for single phase Earth Leakage Circute Braker (ELCB) / Residual Current Circute Braker (RCCB) / Double Pole (DP) Isolator as incomer and 10kA SP MCBs as out going including internal connections and labour charges for surface / flush mounting etc., complete. | [11 empty] | SSR 22-23
| Qty.p.8 of M.B.No.158/B/ZP/22 | [11 empty] | SSR 22-23
|  | 1 | x | 1 | 0 | 0 | 0 | 1 | No |  |  |  | SSR 22-23
SSR 22-23
[9 empty] | No | 3662 | SSR 22-23 | 0 | SSR 22-23
43 | Supply and fixing of 2 Nos of 32A, 240V Porcelain Rewirable Fuse Units of makes : GM / Sputnik / Kundancab / Million / Gold Medal / Vimal / Star / Benlo on 12" x 18" peta board with connections and labour charges etc complete. | [11 empty] | SSR 22-23
| Qty.p.9 of M.B.No.158/B/ZP/22 | [11 empty] | SSR 22-23
|  | 1 | x | 1 | 0 | 0 | 0 | 1 | No |  |  |  | SSR 22-23
SSR 22-23
[9 empty] | No | 1089.96 | SSR 22-23 | 0 | SSR 22-23
41 | Providing independent earthling by excavating a pit to a depth of 2.25Mt in all soils, as per size specified in the Data, using 40mm dia 'B' class GI pipe of 2.5 Mtrs length with necessary No.8 G.I. double earth wire and accessories with 18" dia 2" thick hume pipe ring duly providing staggered holes including filling with 20Kg Salt and 40Kg Charcoal or 40Kg bentonite powder in layers and all labour charges etc., complete. | [11 empty] | SSR 22-23
| Qty.p. 65 of M.B.No.790/A/ZP/19 |  | 29.12.2023 | [9 empty] | SSR 22-23
|  | 1 | x | 1 | 0 | 0 | 0 | 1 | No |  |  |  | SSR 22-23
SSR 22-23
[9 empty] | No | 4142.425 | SSR 22-23 | 0 | SSR 22-23
31 | Difference in cost of Steel rate | [10 empty] | 64528
32 | Difference in cost of Sand rate | [10 empty] | -53531
35 | Provision for Soil investigation charges
| TOTAL | [10 empty] | 1718516
33 | Provision for QC charges @ 0.50% | [6 empty] | 1709574 |  |  |  | 8548
34 | Provision for Seignorage charges | [10 empty] | 21507
70 | Provision for Name board
48 | Workwise File | [10 empty] | 0
35 | Unforseen items such as if any | [10 empty] | 1429 | 1429
| PART-A Total | [10 empty] | 1750000 | 1750000
[7 empty] | Deputy Executive Engineer |  |  |  | Assistant Engineer
[7 empty] | PRI Sub Division |  |  |  | Mandal Praja parishad
[7 empty] | Kanigiri |  |  |  | Kanigiri

## FF (hidden)
WORKING ESTIMATE
Name of the work |  | Providing Additional Space for Health Staff in Grama Sachivalayam of Baduguleru GP of Kanigiri Mandal
Name of the Sub work |  | Construction of First Floor
S.No | Description of Item | No |  |  | Measurements |  |  | Quantity |  | Rate | Per | Amount
[5 empty] | L | B | D
1 | 2 | 3 |  |  | 4 | 5 | 6 | 7 |  | 8 | 9 | 10
1 | Reinforced Cement Concrete M25 Nominal mix (Cement: Sand: Metal) corresponding Table 9 of IS 456 using 20mm size graded machine crushed hard granite metal from approved quarry including c/c of all materials like Cement, Sand, coarse aggregate, water etc to site, all marerials including labour charges such as machine mixing, laying concrete, curing etc complete but excluding cost of steel and its fabrication charges for finished item of work for Columns etc., complete | [11 empty] | SSR 19-20
| Qty.p.20 of M.B.No.605/B/ZP/20 |  | 21.06.2022 | [9 empty] | SSR 19-20
|  | 1 | x | 2 | 0.23 | 0.38 | 1.2 | 0.21 | Cum |  |  |  | SSR 19-20
|  | 1 | x | 3 | 0.23 | 0.38 | 2.87 | 0.75 | Cum |  |  |  | SSR 19-20
|  | 1 | x | 10 | 0.23 | 0.38 | 2.8 | 2.45 | Cum |  |  |  | SSR 19-20
| Qty.p.23 of M.B.No.605/B/ZP/20 |  | 01.07.22 | [9 empty] | SSR 19-20
|  | 1 | x | 2 | 0.23 | 0.38 | 1.22 | 0.21 | Cum |  |  |  | SSR 19-20
SSR 19-20
[9 empty] | Cum | 9806.81 | SSR 19-20 | 0 | SSR 19-20
1 | Reinforced Cement Concrete M25 Nominal mix (Cement: Sand: Metal) corresponding Table 9 of IS 456 using 20mm size graded machine crushed hard granite metal from approved quarry including c/c of all materials like Cement, Sand, coarse aggregate, water etc to site, all marerials including labour charges such as machine mixing, laying concrete, curing etc complete but excluding cost of steel and its fabrication charges for finished item of work for Columns etc., complete | [11 empty] | SSR 20-21
| Qty.p.14 of M.B.No.441/A/ZP/19 | [11 empty] | SSR 20-21
| Dummy columns | 1 | x | 11 | 0.36 | 0.48 | 0.05 | 0.1 | Cum |  |  |  | SSR 20-21
SSR 20-21
[9 empty] | Cum | 10177.17 | SSR 20-21 | 0 | SSR 20-21
1 | Reinforced Cement Concrete M25 Nominal mix (Cement: Sand: Metal) corresponding Table 9 of IS 456 using 20mm size graded machine crushed hard granite metal from approved quarry including c/c of all materials like Cement, Sand, coarse aggregate, water etc to site, all marerials including labour charges such as machine mixing, laying concrete, curing etc complete but excluding cost of steel and its fabrication charges for finished item of work for Columns etc., complete | [11 empty] | SSR 21-22
| Qty.p.20 of M.B.No.605/B/ZP/20 | [11 empty] | SSR 21-22
|  | 1 | x | 2 | 0.23 | 0.38 | 1.2 | 0.21 | Cum |  |  |  | SSR 21-22
|  | 1 | x | 3 | 0.23 | 0.38 | 2.87 | 0.75 | Cum |  |  |  | SSR 21-22
|  | 1 | x | 10 | 0.23 | 0.38 | 2.8 | 2.45 | Cum |  |  |  | SSR 21-22
| Qty.p.23 of M.B.No.605/B/ZP/20 | [11 empty] | SSR 21-22
|  | 1 | x | 2 | 0.23 | 0.38 | 1.22 | 0.21 | Cum |  |  |  | SSR 21-22
SSR 21-22
[9 empty] | Cum | 10761.36 | SSR 21-22 | 0 | SSR 21-22
1 | Reinforced Cement Concrete M25 Nominal mix (Cement: Sand: Metal) corresponding Table 9 of IS 456 using 20mm size graded machine crushed hard granite metal from approved quarry including c/c of all materials like Cement, Sand, coarse aggregate, water etc to site, all marerials including labour charges such as machine mixing, laying concrete, curing etc complete but excluding cost of steel and its fabrication charges for finished item of work for Columns etc., complete | [11 empty] | SSR 22-23
| Qty.p.14 of M.B.No.441/A/ZP/19 | [11 empty] | SSR 22-23
| Dummy columns | 1 | x | 11 | 0.36 | 0.48 | 0.05 | 0.1 | Cum |  |  |  | SSR 22-23
SSR 22-23
[9 empty] | Cum | 11192.01 | SSR 22-23 | 0 | SSR 22-23
2 | ~do~ for Beams etc., complete | [11 empty] | SSR 19-20
| Qty.p.23 of M.B.No.605/B/ZP/20 |  | 01.07.22 | [9 empty] | SSR 19-20
|  | 1 | x | 1 | 2.72 | 0.23 | 0.3 | 0.19 | Cum |  |  |  | SSR 19-20
| Extra beam | 1 | x | 2 | 1 | 0.23 | 0.3 | 0.14 | Cum |  |  |  | SSR 19-20
| Qty.p.33 of M.B.No.605/B/ZP/20 |  | 06.07.22 | [9 empty] | SSR 19-20
| FB 201 | 1 | x | 1 | 3.27 | 0.23 | 0.3 | 0.23 | Cum |  |  |  | SSR 19-20
|  | 1 | x | 1 | 5.45 | 0.23 | 0.38 | 0.48 | Cum |  |  |  | SSR 19-20
| FB 202 | 1 | x | 1 | 3.27 | 0.23 | 0.3 | 0.23 | Cum |  |  |  | SSR 19-20
|  | 1 | x | 1 | 5.45 | 0.23 | 0.38 | 0.48 | Cum |  |  |  | SSR 19-20
| FB 203 | 1 | x | 1 | 3.27 | 0.23 | 0.3 | 0.23 | Cum |  |  |  | SSR 19-20
|  | 1 | x | 1 | 5.45 | 0.23 | 0.38 | 0.48 | Cum |  |  |  | SSR 19-20
| FB 204 | 1 | x | 1 | 4.27 | 0.23 | 0.3 | 0.29 | Cum |  |  |  | SSR 19-20
|  | 1 | x | 1 | 5.45 | 0.23 | 0.38 | 0.48 | Cum |  |  |  | SSR 19-20
| FB 205 | 1 | x | 1 | 4.27 | 0.23 | 0.3 | 0.29 | Cum |  |  |  | SSR 19-20
|  | 1 | x | 1 | 5.45 | 0.23 | 0.38 | 0.48 | Cum |  |  |  | SSR 19-20
| FB 206 | 1 | x | 1 | 2.72 | 0.23 | 0.38 | 0.24 | Cum |  |  |  | SSR 19-20
| FB 207 | 1 | x | 1 | 10.42 | 0.23 | 0.3 | 0.72 | Cum |  |  |  | SSR 19-20
| Deduct column | 1 | x | 5 | 0.23 | 0.23 | 0.3 | -0.08 | Cum |  |  |  | SSR 19-20
| FB 208 | 1 | x | 1 | 13.37 | 0.23 | 0.3 | 0.92 | Cum |  |  |  | SSR 19-20
| Deduct column | 1 | x | 5 | 0.23 | 0.23 | 0.3 | -0.08 | Cum |  |  |  | SSR 19-20
| FB 209 | 1 | x | 1 | 13.37 | 0.23 | 0.3 | 0.92 | Cum |  |  |  | SSR 19-20
| Deduct column | 1 | x | 5 | 0.23 | 0.23 | 0.3 | -0.08 | Cum |  |  |  | SSR 19-20
SSR 19-20
[9 empty] | Cum | 9468.13 | SSR 19-20 | 0 | SSR 19-20
2 | ~do~ for Beams etc., complete | [11 empty] | SSR 20-21
| Qty.p.44 of M.B.No.441/A/ZP/19 | [11 empty] | SSR 20-21
| Mid landing beam-1 | 1 | x | 1 | 2.72 | 0.23 | 0.3 | 0.19 | Cum |  |  |  | SSR 20-21
| Mid landing beam-2 | 1 | x | 2 | 1 | 0.23 | 0.3 | 0.14 | Cum |  |  |  | SSR 20-21
| Steps for 1st flight | 11 | x | 0.5 | 1.3 | 0.3 | 0.15 | 0.32 | Cum |  |  |  | SSR 20-21
| Qty.p.52 of M.B.No.441/A/ZP/19 | [11 empty] | SSR 20-21
| FB 201, 202 | 1 | x | 5 | 3.16 | 0.23 | 0.3 | 1.09 | Cum |  |  |  | SSR 20-21
| FB 203, 204, 205 | 1 | x | 5 | 4.99 | 0.23 | 0.38 | 2.18 | Cum |  |  |  | SSR 20-21
| FB 208, 209 | 1 | x | 2 | 12.475 | 0.23 | 0.3 | 1.72 | Cum |  |  |  | SSR 20-21
| FB 207 | 1 | x | 1 | 9.52 | 0.23 | 0.3 | 0.66 | Cum |  |  |  | SSR 20-21
| FB 206 | 1 | x | 1 | 4.95 | 0.23 | 0.3 | 0.34 | Cum |  |  |  | SSR 20-21
| Qty.p.55 of M.B.No.441/A/ZP/19 | [11 empty] | SSR 20-21
| Steps for 1st flight | 11 | x | 0.5 | 1.3 | 0.3 | 0.15 | 0.32 | Cum |  |  |  | SSR 20-21
SSR 20-21
[9 empty] | Cum | 9694.16 | SSR 20-21 | 0 | SSR 20-21
2 | ~do~ for Beams etc., complete | [11 empty] | SSR 21-22
| Qty.p.23 of M.B.No.605/B/ZP/20 | [11 empty] | SSR 21-22
|  | 1 | x | 1 | 2.72 | 0.23 | 0.3 | 0.19 | Cum |  |  |  | SSR 21-22
|  | 1 | x | 2 | 1 | 0.23 | 0.3 | 0.14 | Cum |  |  |  | SSR 21-22
| Qty.p.33 of M.B.No.605/B/ZP/20 | [11 empty] | SSR 21-22
|  | 1 | x | 1 | 3.27 | 0.23 | 0.3 | 0.23 | Cum |  |  |  | SSR 21-22
|  | 1 | x | 1 | 5.45 | 0.23 | 0.38 | 0.48 | Cum |  |  |  | SSR 21-22
|  | 1 | x | 1 | 3.27 | 0.23 | 0.3 | 0.23 | Cum |  |  |  | SSR 21-22
|  | 1 | x | 1 | 5.45 | 0.23 | 0.38 | 0.48 | Cum |  |  |  | SSR 21-22
|  | 1 | x | 1 | 3.27 | 0.23 | 0.3 | 0.23 | Cum |  |  |  | SSR 21-22
|  | 1 | x | 1 | 5.45 | 0.23 | 0.38 | 0.48 | Cum |  |  |  | SSR 21-22
|  | 1 | x | 1 | 4.27 | 0.23 | 0.3 | 0.29 | Cum |  |  |  | SSR 21-22
|  | 1 | x | 1 | 5.45 | 0.23 | 0.38 | 0.48 | Cum |  |  |  | SSR 21-22
|  | 1 | x | 1 | 4.27 | 0.23 | 0.3 | 0.29 | Cum |  |  |  | SSR 21-22
|  | 1 | x | 1 | 5.45 | 0.23 | 0.38 | 0.48 | Cum |  |  |  | SSR 21-22
|  | 1 | x | 1 | 2.72 | 0.23 | 0.38 | 0.24 | Cum |  |  |  | SSR 21-22
|  | 1 | x | 1 | 10.42 | 0.23 | 0.3 | 0.72 | Cum |  |  |  | SSR 21-22
|  | 1 | x | 5 | 0.23 | 0.23 | 0.3 | -0.08 | Cum |  |  |  | SSR 21-22
|  | 1 | x | 1 | 13.37 | 0.23 | 0.3 | 0.92 | Cum |  |  |  | SSR 21-22
|  | 1 | x | 5 | 0.23 | 0.23 | 0.3 | -0.08 | Cum |  |  |  | SSR 21-22
|  | 1 | x | 1 | 13.37 | 0.23 | 0.3 | 0.92 | Cum |  |  |  | SSR 21-22
|  | 1 | x | 5 | 0.23 | 0.23 | 0.3 | -0.08 | Cum |  |  |  | SSR 21-22
SSR 21-22
[9 empty] | Cum | 10194.73 | SSR 21-22 | 0 | SSR 21-22
2 | ~do~ for Beams etc., complete | [11 empty] | SSR 22-23
| Qty.p.17 of M.B.No.441/A/ZP/19 | [11 empty] | SSR 22-23
| Mid landing beam-1 | 1 | x | 1 | 2.65 | 0.23 | 0.3 | 0.18 | Cum |  |  |  | SSR 22-23
| Mid landing beam-2 | 1 | x | 2 | 1 | 0.23 | 0.3 | 0.14 | Cum |  |  |  | SSR 22-23
SSR 22-23
[9 empty] | Cum | 10490.18 | SSR 22-23 | 0 | SSR 22-23
3 | ~do~ for Waist slab 150mm thick etc., complete | [11 empty] | SSR 19-20
| Qty.p.23 of M.B.No.605/B/ZP/20 |  | 01.07.2022 | [9 empty] | SSR 19-20
| 3rd flight | 1 | x | 1 | 3.25 | 1.35 | 0 | 4.39 | Sqm |  |  |  | SSR 19-20
| Landing slab | 1 | x | 1 | 3.4 | 1.35 | 0 | 4.59 | Sqm |  |  |  | SSR 19-20
| Qty.p.31 of M.B.No.605/B/ZP/20 |  | 06.07.22 | [9 empty] | SSR 19-20
| 4th flight | 1 | x | 1 | 3.25 | 1.35 | 0 | 4.39 | Sqm |  |  |  | SSR 19-20
SSR 19-20
[9 empty] | Sqm | 1356.12 | SSR 19-20 | 0 | SSR 19-20
3 | ~do~ for Waist slab 150mm thick etc., complete | [11 empty] | SSR 20-21
| Qty.p.44 of M.B.No.441/A/ZP/19 | [11 empty] | SSR 20-21
| 1st flight | 1 | x | 1 | 3.56 | 1.3 | 0 | 4.63 | Sqm |  |  |  | SSR 20-21
| Landing slab | 1 | x | 1 | 3.18 | 1.38 | 0 | 4.39 | Sqm |  |  |  | SSR 20-21
| Qty.p.52 of M.B.No.441/A/ZP/19 | [11 empty] | SSR 20-21
| 2nd flight | 1 | x | 1 | 3.56 | 1.3 | 0 | 4.63 | Sqm |  |  |  | SSR 20-21
SSR 20-21
[9 empty] | Sqm | 1399.27 | SSR 20-21 | 0 | SSR 20-21
3 | ~do~ for Waist slab 150mm thick etc., complete | [11 empty] | SSR 21-22
| Qty.p.23 of M.B.No.605/B/ZP/20 | [11 empty] | SSR 21-22
|  | 1 | x | 1 | 3.25 | 1.35 | 0 | 4.39 | Sqm |  |  |  | SSR 21-22
|  | 1 | x | 1 | 3.4 | 1.35 | 0 | 4.59 | Sqm |  |  |  | SSR 21-22
| Qty.p.31 of M.B.No.605/B/ZP/20 | [11 empty] | SSR 21-22
|  | 1 | x | 1 | 3.25 | 1.35 | 0 | 4.39 | Sqm |  |  |  | SSR 21-22
SSR 21-22
[9 empty] | Sqm | 1486.3 | SSR 21-22 | 0 | SSR 21-22
3 | ~do~ for Waist slab 150mm thick etc., complete | [11 empty] | SSR 22-23
| Qty.p.17 of M.B.No.441/A/ZP/19 | [11 empty] | SSR 22-23
| 1st flight (dead slab) | 1 | x | 1 | 3.2 | 1.22 | 0 | 3.9 | Sqm |  |  |  | SSR 22-23
SSR 22-23
[9 empty] | Sqm | 1538.77 | SSR 22-23 | 0 | SSR 22-23
4 | ~do~ for Roof slab 125mm thick etc., complete | [11 empty] | SSR 19-20
| Qty.p.33 of M.B.No.605/B/ZP/20 |  | 06.07.22 | [9 empty] | SSR 19-20
|  | 1 | x | 1 | 9.45 | 10.45 | 0 | 98.75 | Sqm |  |  |  | SSR 19-20
|  | 1 | x | 1 | 5.6 | 3.6 | 0 | 20.16 | Sqm |  |  |  | SSR 19-20
|  | 1 | x | 1 | 4.3 | 0.3 | 0 | 1.29 | Sqm |  |  |  | SSR 19-20
SSR 19-20
[9 empty] | Sqm | 1231.97 | SSR 19-20 | 0 | SSR 19-20
4 | ~do~ for Roof slab 125mm thick etc., complete | [11 empty] | SSR 20-21
| Qty.p.52 of M.B.No.441/A/ZP/19 | [11 empty] | SSR 20-21
|  | 1 | x | 1 | 13.25 | 9.65 | 0 | 127.86 | Sqm |  |  |  | SSR 20-21
| deduct staircase | 1 | x | 1 | 2.72 | 3.77 | 0 | -10.25 | Sqm |  |  |  | SSR 20-21
SSR 20-21
[9 empty] | Sqm | 1269.73 | SSR 20-21 | 0 | SSR 20-21
4 | ~do~ for Roof slab 125mm thick etc., complete | [11 empty] | SSR 21-22
| Qty.p.33 of M.B.No.605/B/ZP/20 | [11 empty] | SSR 21-22
|  | 1 | x | 1 | 9.45 | 10.45 | 0 | 98.75 | Sqm |  |  |  | SSR 21-22
|  | 1 | x | 1 | 5.6 | 3.6 | 0 | 20.16 | Sqm |  |  |  | SSR 21-22
|  | 1 | x | 1 | 4.3 | 0.3 | 0 | 1.29 | Sqm |  |  |  | SSR 21-22
SSR 21-22
[9 empty] | Sqm | 1350.57 | SSR 21-22 | 0 | SSR 21-22
4 | ~do~ for Roof slab 125mm thick etc., complete | [11 empty] | SSR 22-23
| Qty.p.45 of M.B.No.441/A/ZP/19 | [11 empty] | SSR 22-23
|  | 1 | x | 1 | 16.1 | 10.15 | 0 | 163.42 | Sqm |  |  |  | SSR 22-23
| Deduct staircase | 1 | x | 1 | 3.87 | 2.65 | 0 | -10.26 | Sqm |  |  |  | SSR 22-23
SSR 22-23
[9 empty] | Sqm | 1395.89 | SSR 22-23 | 0 | SSR 22-23
13 | ~do~ for Roof slab 100mm thick etc., complete | [11 empty] | SSR 19-20
| Qty.p.95 of M.B.No.441/A/ZP/19 | [11 empty] | SSR 19-20
| Septic tank | 1 | x | 1 | 3.95 | 2.1 | 0 | 8.3 | Sqm |  |  |  | SSR 19-20
SSR 19-20
[9 empty] | Sqm | 1107.81 | SSR 19-20 | 0 | SSR 19-20
13 | ~do~ for Roof slab 100mm thick etc., complete | [11 empty] | SSR 20-21
| Qty.p.95 of M.B.No.441/A/ZP/19 | [11 empty] | SSR 20-21
| Septic tank | 1 | x | 1 | 3.95 | 2.1 | 0 | 8.3 | Sqm |  |  |  | SSR 20-21
SSR 20-21
[9 empty] | Sqm | 1140.19 | SSR 20-21 | 0 | SSR 20-21
13 | ~do~ for Roof slab 100mm thick etc., complete | [11 empty] | SSR 21-22
| Qty.p.95 of M.B.No.441/A/ZP/19 | [11 empty] | SSR 21-22
| Septic tank | 1 | x | 1 | 3.95 | 2.1 | 0 | 8.3 | Sqm |  |  |  | SSR 21-22
SSR 21-22
[9 empty] | Sqm | 1214.83 | SSR 21-22 | 0 | SSR 21-22
13 | ~do~ for Roof slab 100mm thick etc., complete | [11 empty] | SSR 22-23
| Qty.p.95 of M.B.No.441/A/ZP/19 | [11 empty] | SSR 22-23
| Septic tank | 1 | x | 1 | 3.95 | 2.1 | 0 | 8.3 | Sqm |  |  |  | SSR 22-23
SSR 22-23
[9 empty] | Sqm | 1253.01 | SSR 22-23 | 0 | SSR 22-23
16 | ~do~ for Roof slab 50mm thick etc., complete | [11 empty] | SSR 19-20
| Qty.p.62 of M.B.No.441/A/ZP/19 | [11 empty] | SSR 19-20
| 50mm thick | 1 | x | 5 | 1.52 | 0.23 | 0 | 1.75 | Sqm |  |  |  | SSR 19-20
| For water tank | 1 | x | 1 | 1.4 | 1.4 | 0 | 1.96 | Sqm |  |  |  | SSR 19-20
SSR 19-20
[9 empty] | Sqm | 608.35 | SSR 19-20 | 0 | SSR 19-20
16 | ~do~ for Roof slab 50mm thick etc., complete | [11 empty] | SSR 20-21
| Qty.p.62 of M.B.No.441/A/ZP/19 | [11 empty] | SSR 20-21
| 50mm thick | 1 | x | 5 | 1.52 | 0.23 | 0 | 1.75 | Sqm |  |  |  | SSR 20-21
| For water tank | 1 | x | 1 | 1.4 | 1.4 | 0 | 1.96 | Sqm |  |  |  | SSR 20-21
SSR 20-21
[9 empty] | Sqm | 629.79 | SSR 20-21 | 0 | SSR 20-21
16 | ~do~ for Roof slab 50mm thick etc., complete | [11 empty] | SSR 21-22
| Qty.p.62 of M.B.No.441/A/ZP/19 | [11 empty] | SSR 21-22
| 50mm thick | 1 | x | 5 | 1.52 | 0.23 | 0 | 1.75 | Sqm |  |  |  | SSR 21-22
| For water tank | 1 | x | 1 | 1.4 | 1.4 | 0 | 1.96 | Sqm |  |  |  | SSR 21-22
SSR 21-22
[9 empty] | Sqm | 670.91 | SSR 21-22 | 0 | SSR 21-22
16 | ~do~ for Roof slab 50mm thick etc., complete | [11 empty] | SSR 22-23
| Qty.p.62 of M.B.No.441/A/ZP/19 | [11 empty] | SSR 22-23
| 50mm thick | 1 | x | 5 | 1.52 | 0.23 | 0 | 1.75 | Sqm |  |  |  | SSR 22-23
| For water tank | 1 | x | 1 | 1.4 | 1.4 | 0 | 1.96 | Sqm |  |  |  | SSR 22-23
SSR 22-23
[9 empty] | Sqm | 694.54 | SSR 22-23 | 0 | SSR 22-23
16 | ~do~ for Roof slab 25mm thick etc., complete | [11 empty] | SSR 19-20
| Qty.p.62 of M.B.No.441/A/ZP/19 | [11 empty] | SSR 19-20
| 50mm thick | 1 | x | 5 | 1.52 | 0.23 | 0 | 1.75 | Sqm |  |  |  | SSR 19-20
|  | 1 | x | 4 | 1.83 | 0.23 | 0 | 1.68 | Sqm |  |  |  | SSR 19-20
SSR 19-20
[9 empty] | Sqm | 485.58 | SSR 19-20 | 0 | SSR 19-20
16 | ~do~ for Roof slab 25mm thick etc., complete | [11 empty] | SSR 20-21
| Qty.p.62 of M.B.No.441/A/ZP/19 | [11 empty] | SSR 20-21
| 50mm thick | 1 | x | 5 | 1.52 | 0.23 | 0 | 1.75 | Sqm |  |  |  | SSR 20-21
|  | 1 | x | 4 | 1.83 | 0.23 | 0 | 1.68 | Sqm |  |  |  | SSR 20-21
SSR 20-21
[9 empty] | Sqm | 501.74 | SSR 20-21 | 0 | SSR 20-21
16 | ~do~ for Roof slab 25mm thick etc., complete | [11 empty] | SSR 21-22
| Qty.p.62 of M.B.No.441/A/ZP/19 | [11 empty] | SSR 21-22
| 50mm thick | 1 | x | 5 | 1.52 | 0.23 | 0 | 1.75 | Sqm |  |  |  | SSR 21-22
|  | 1 | x | 4 | 1.83 | 0.23 | 0 | 1.68 | Sqm |  |  |  | SSR 21-22
SSR 21-22
[9 empty] | Sqm | 536.78 | SSR 21-22 | 0 | SSR 21-22
16 | ~do~ for Roof slab 25mm thick etc., complete | [11 empty] | SSR 22-23
| Qty.p.62 of M.B.No.441/A/ZP/19 | [11 empty] | SSR 22-23
| 50mm thick | 1 | x | 5 | 1.52 | 0.23 | 0 | 1.75 | Sqm |  |  |  | SSR 22-23
|  | 1 | x | 4 | 1.83 | 0.23 | 0 | 1.68 | Sqm |  |  |  | SSR 22-23
SSR 22-23
[9 empty] | Sqm | 553.39 | SSR 22-23 | 0 | SSR 22-23
5 | Reinforced Cement Concrete M25 Nominal mix (Cement: Sand: Metal) corresponding Table 9 of IS 456 using 20mm size graded machine crushed hard granite metal from approved quarry including c/c of all materials like Cement, Sand, coarse aggregate, water etc to site, all marerials including labour charges such as machine mixing, laying concrete, curing etc complete but excluding cost of steel and its fabrication charges for finished item of work for Lintels etc., complete | [11 empty] | SSR 19-20
| Qty.p.47 of M.B.No.605/B/ZP/20 |  | 17.08.2022 | [9 empty] | SSR 19-20
| Front wall | 1 | x | 1 | 4.99 | 0.23 | 0.15 | 0.17 | Cum |  |  |  | SSR 19-20
| back wall | 1 | x | 1 | 3.12 | 0.23 | 0.15 | 0.11 | Cum |  |  |  | SSR 19-20
|  | 1 | x | 1 | 3.16 | 0.23 | 0.15 | 0.11 | Cum |  |  |  | SSR 19-20
| Side wall | 1 | x | 1 | 2.72 | 0.23 | 0.15 | 0.09 | Cum |  |  |  | SSR 19-20
|  | 1 | x | 2 | 2.59 | 0.23 | 0.15 | 0.18 | Cum |  |  |  | SSR 19-20
|  | 1 | x | 2 | 2.78 | 0.23 | 0.15 | 0.19 | Cum |  |  |  | SSR 19-20
|  | 1 | x | 1 | 3.23 | 0.23 | 0.15 | 0.11 | Cum |  |  |  | SSR 19-20
SSR 19-20
[9 empty] | Cum | 9842.01 | SSR 19-20 | 0 | SSR 19-20
5 | Reinforced Cement Concrete M25 Nominal mix (Cement: Sand: Metal) corresponding Table 9 of IS 456 using 20mm size graded machine crushed hard granite metal from approved quarry including c/c of all materials like Cement, Sand, coarse aggregate, water etc to site, all marerials including labour charges such as machine mixing, laying concrete, curing etc complete but excluding cost of steel and its fabrication charges for finished item of work for Lintels etc., complete | [11 empty] | SSR 20-21
| Qty.p.80 of M.B.No.441/A/ZP/19 | [11 empty] | SSR 20-21
| B1-E1 | 1 | x | 1 | 9.06 | 0.23 | 0.15 | 0.31 | Cum |  |  |  | SSR 20-21
| Deduct column | 1 | x | 2 | 0.23 | 0.23 | 0.15 | -0.02 | Cum |  |  |  | SSR 20-21
| E1-E3 | 1 | x | 1 | 8.08 | 0.23 | 0.15 | 0.28 | Cum |  |  |  | SSR 20-21
| Deduct column | 1 | x | 1 | 0.38 | 0.23 | 0.15 | -0.01 | Cum |  |  |  | SSR 20-21
| E3-B3 | 1 | x | 1 | 8.91 | 0.23 | 0.15 | 0.31 | Cum |  |  |  | SSR 20-21
| Deduct column | 1 | x | 1 | 0.23 | 0.23 | 0.15 | -0.01 | Cum |  |  |  | SSR 20-21
|  | 1 | x | 1 | 0.38 | 0.23 | 0.15 | -0.01 | Cum |  |  |  | SSR 20-21
| A1-A2 | 1 | x | 1 | 2.86 | 0.23 | 0.15 | 0.1 | Cum |  |  |  | SSR 20-21
| B1-B2 C1-C2 D1-D2 | 1 | x | 3 | 2.86 | 0.115 | 0.15 | 0.15 | Cum |  |  |  | SSR 20-21
| B2-B3 | 1 | x | 1 | 4.84 | 0.115 | 0.15 | 0.08 | Cum |  |  |  | SSR 20-21
| B2-C2 | 1 | x | 1 | 2.6 | 0.115 | 0.15 | 0.04 | Cum |  |  |  | SSR 20-21
| C2-D2 | 1 | x | 1 | 2.78 | 0.115 | 0.15 | 0.05 | Cum |  |  |  | SSR 20-21
| D2-E2 | 1 | x | 1 | 3.24 | 0.115 | 0.15 | 0.06 | Cum |  |  |  | SSR 20-21
| B2-E2 | 1 | x | 1 | 8.93 | 0.115 | 0.15 | 0.15 | Cum |  |  |  | SSR 20-21
| D2-D3 | 1 | x | 2 | 3.02 | 0.115 | 0.15 | 0.1 | Cum |  |  |  | SSR 20-21
| Over tiolet cross wall | 1 | x | 1 | 1.62 | 0.115 | 0.15 | 0.03 | Cum |  |  |  | SSR 20-21
|  | 1 | x | 1 | 1.55 | 0.115 | 0.15 | 0.03 | Cum |  |  |  | SSR 20-21
SSR 20-21
[9 empty] | Cum | 10212.37 | SSR 20-21 | 0 | SSR 20-21
7 | Reinforced Cement Concrete M25 Nominal mix (Cement: Sand: Metal) corresponding Table 9 of IS 456 using 20mm size graded machine crushed hard granite metal from approved quarry including c/c of all materials like Cement, Sand, coarse aggregate, water etc to site, all marerials including labour charges such as machine mixing, laying concrete, curing etc complete but excluding cost of steel and its fabrication charges for finished item of work for Lintels etc., complete | [11 empty] | SSR 21-22
| Qty.p.47 of M.B.No.605/B/ZP/20 | [11 empty] | SSR 21-22
|  | 1 | x | 1 | 4.99 | 0.23 | 0.15 | 0.17 | Cum |  |  |  | SSR 21-22
|  | 1 | x | 1 | 3.12 | 0.23 | 0.15 | 0.11 | Cum |  |  |  | SSR 21-22
|  | 1 | x | 1 | 3.16 | 0.23 | 0.15 | 0.11 | Cum |  |  |  | SSR 21-22
|  | 1 | x | 1 | 2.72 | 0.23 | 0.15 | 0.09 | Cum |  |  |  | SSR 21-22
|  | 1 | x | 2 | 2.59 | 0.23 | 0.15 | 0.18 | Cum |  |  |  | SSR 21-22
|  | 1 | x | 2 | 2.78 | 0.23 | 0.15 | 0.19 | Cum |  |  |  | SSR 21-22
|  | 1 | x | 1 | 3.23 | 0.23 | 0.15 | 0.11 | Cum |  |  |  | SSR 21-22
SSR 21-22
[9 empty] | Cum | 10781.86 | SSR 21-22 | 0 | SSR 21-22
7 | Reinforced Cement Concrete M25 Nominal mix (Cement: Sand: Metal) corresponding Table 9 of IS 456 using 20mm size graded machine crushed hard granite metal from approved quarry including c/c of all materials like Cement, Sand, coarse aggregate, water etc to site, all marerials including labour charges such as machine mixing, laying concrete, curing etc complete but excluding cost of steel and its fabrication charges for finished item of work for Lintels etc., complete | [11 empty] | SSR 22-23
| Qty.p.68 of M.B.No.441/A/ZP/19 | [11 empty] | SSR 22-23
|  | 1 | x | 2 | 2.8 | 0.23 | 0.15 | 0.19 | Cum |  |  |  | SSR 22-23
|  | 1 | x | 2 | 2.8 | 0.23 | 0.15 | 0.19 | Cum |  |  |  | SSR 22-23
SSR 22-23
[9 empty] | Cum | 11212.51 | SSR 22-23 | 0 | SSR 22-23
6 | ~do~ for sunshades etc., complete | [11 empty] | SSR 19-20
| Qty.p.48 of M.B.No.605/B/ZP/20 |  | 17.08.2022 | [9 empty] | SSR 19-20
| First floor | 1 | x | 6 | 1.8 | 0 | 0 | 10.8 | Rm |  |  |  | SSR 19-20
| Back side | 1 | x | 1 | 8.38 | 0 | 0 | 8.38 | Rm |  |  |  | SSR 19-20
SSR 19-20
[9 empty] | Rm | 568.35 | SSR 19-20 | 0 | SSR 19-20
6 | ~do~ for sunshades etc., complete | [11 empty] | SSR 20-21
| Qty.p.81 of M.B.No.441/A/ZP/19 | [11 empty] | SSR 20-21
|  | 1 | x | 7 | 1.65 | 0 | 0 | 11.55 | Rm |  |  |  | SSR 20-21
|  | 1 | x | 1 | 1.05 | 0 | 0 | 1.05 | Rm |  |  |  | SSR 20-21
SSR 20-21
[9 empty] | Rm | 582.94 | SSR 20-21 | 0 | SSR 20-21
8 | ~do~ for sunshades etc., complete | [11 empty] | SSR 21-22
| Qty.p.48 of M.B.No.605/B/ZP/20 | [11 empty] | SSR 21-22
|  | 1 | x | 5 | 1.8 | 0 | 0 | 9 | Rm |  |  |  | SSR 21-22
|  | 1 | x | 6 | 1.8 | 0 | 0 | 10.8 | Rm |  |  |  | SSR 21-22
|  | 1 | x | 1 | 8.38 | 0 | 0 | 8.38 | Rm |  |  |  | SSR 21-22
SSR 21-22
[9 empty] | Rm | 613.88 | SSR 21-22 | 0 | SSR 21-22
8 | ~do~ for sunshades etc., complete | [11 empty] | SSR 22-23
| Qty.p.83 of M.B.No.441/A/ZP/19 | [11 empty] | SSR 22-23
|  | 1 | x | 7 | 1.8 | 0 | 0 | 12.6 | Rm |  |  |  | SSR 22-23
|  | 1 | x | 1 | 3 | 0 | 0 | 3 | Rm |  |  |  | SSR 22-23
SSR 22-23
[9 empty] | Rm | 630.35 | SSR 22-23 | 0 | SSR 22-23
7 | Providing impervious coat to exposed RCC Roof Slab surface with CM (1:3) 12mm thick with 1Kg of water proof compound per bag of Cement laid over roof when it is green including c/c of all materials and labour charges for mixing mortar, laying, rendering smooth and thread lining of wall & slab etc complete for finished item of work (APSS 901,903) | [11 empty] | SSR 19-20
| Qty.p.72 of M.B.No.441/A/ZP/19 | [11 empty] | SSR 19-20
|  | 1 | x | 1 | 13.25 | 9.65 | 0 | 127.86 | Sqm |  |  |  | SSR 19-20
| deduct staircase | 1 | x | 1 | 2.72 | 3.77 | 0 | -10.25 | Sqm |  |  |  | SSR 19-20
SSR 19-20
[9 empty] | Sqm | 278.81 | SSR 19-20 | 0 | SSR 19-20
7 | Providing impervious coat to exposed RCC Roof Slab surface with CM (1:3) 12mm thick with 1Kg of water proof compound per bag of Cement laid over roof when it is green including c/c of all materials and labour charges for mixing mortar, laying, rendering smooth and thread lining of wall & slab etc complete for finished item of work (APSS 901,903) | [11 empty] | SSR 20-21
| Qty.p.93 of M.B.No.441/A/ZP/19 | [11 empty] | SSR 20-21
|  | 1 | x | 1 | 13.28 | 9.87 | 0 | 131.07 | Sqm |  |  |  | SSR 20-21
| deduct staircase portion | 1 | x | 1 | 3.18 | 3.92 | 0 | -12.47 | Sqm |  |  |  | SSR 20-21
| Portico portion | 1 | x | 1 | 6.17 | 0.88 | 0 | 5.43 | Sqm |  |  |  | SSR 20-21
SSR 20-21
[9 empty] | Sqm | 300.63 | SSR 20-21 | 0 | SSR 20-21
7 | Providing impervious coat to exposed RCC Roof Slab surface with CM (1:3) 12mm thick with 1Kg of water proof compound per bag of Cement laid over roof when it is green including c/c of all materials and labour charges for mixing mortar, laying, rendering smooth and thread lining of wall & slab etc complete for finished item of work (APSS 901,903) | [11 empty] | SSR 21-22
| Qty.p.12 of M.B.No.441/A/ZP/19 | [11 empty] | SSR 21-22
| Over first slab | 1 | x | 1 | 10.45 | 8.85 | 0 | 92.48 | Sqm |  |  |  | SSR 21-22
|  | 1 | x | 1 | 5.5 | 5.5 | 0 | 30.25 | Sqm |  |  |  | SSR 21-22
SSR 21-22
[9 empty] | Sqm | 319.08 | SSR 21-22 | 0 | SSR 21-22
7 | Providing impervious coat to exposed RCC Roof Slab surface with CM (1:3) 12mm thick with 1Kg of water proof compound per bag of Cement laid over roof when it is green including c/c of all materials and labour charges for mixing mortar, laying, rendering smooth and thread lining of wall & slab etc complete for finished item of work (APSS 901,903) | [11 empty] | SSR 22-23
| Qty.p.12 of M.B.No.441/A/ZP/19 | [11 empty] | SSR 22-23
| Over first slab | 1 | x | 1 | 10.45 | 8.85 | 0 | 92.48 | Sqm |  |  |  | SSR 22-23
|  | 1 | x | 1 | 5.5 | 5.5 | 0 | 30.25 | Sqm |  |  |  | SSR 22-23
SSR 22-23
[9 empty] | Sqm | 339.16 | SSR 22-23 | 0 | SSR 22-23
13 | Providing impervious coat to exposed RCC Roof Slab surface with CM (1:3) 20mm thick with 1Kg of water proof compound per bag of Cement laid over roof when it is green including c/c of all materials and labour charges for mixing mortar, laying, rendering smooth and thread lining of wall & slab etc complete for finished item of work (APSS 901,903) | [11 empty] | SSR 19-20
| Qty.p. of M.B.No.441/A/ZP/19 | [11 empty] | SSR 19-20
|  | 1 | x | 1 | 10.45 | 12 | 0 | 125.4 | Sqm |  |  |  | SSR 19-20
|  | 1 | x | 1 | 3.52 | 0.92 | 0 | 3.24 | Sqm |  |  |  | SSR 19-20
SSR 19-20
[9 empty] | Sqm | 356.32 | SSR 19-20 | 0 | SSR 19-20
13 | Providing impervious coat to exposed RCC Roof Slab surface with CM (1:3) 20mm thick with 1Kg of water proof compound per bag of Cement laid over roof when it is green including c/c of all materials and labour charges for mixing mortar, laying, rendering smooth and thread lining of wall & slab etc complete for finished item of work (APSS 901,903) | [11 empty] | SSR 20-21
| Qty.p. of M.B.No.441/A/ZP/19 | [11 empty] | SSR 20-21
|  | 1 | x | 1 | 10.45 | 12 | 0 | 125.4 | Sqm |  |  |  | SSR 20-21
|  | 1 | x | 1 | 3.52 | 0.92 | 0 | 3.24 | Sqm |  |  |  | SSR 20-21
SSR 20-21
[9 empty] | Sqm | 385.97 | SSR 20-21 | 0 | SSR 20-21
13 | Providing impervious coat to exposed RCC Roof Slab surface with CM (1:3) 20mm thick with 1Kg of water proof compound per bag of Cement laid over roof when it is green including c/c of all materials and labour charges for mixing mortar, laying, rendering smooth and thread lining of wall & slab etc complete for finished item of work (APSS 901,903) | [11 empty] | SSR 21-22
| Qty.p. of M.B.No.441/A/ZP/19 | [11 empty] | SSR 21-22
|  | 1 | x | 1 | 10.45 | 12 | 0 | 125.4 | Sqm |  |  |  | SSR 21-22
|  | 1 | x | 1 | 3.52 | 0.92 | 0 | 3.24 | Sqm |  |  |  | SSR 21-22
SSR 21-22
[9 empty] | Sqm | 410.82 | SSR 21-22 | 0 | SSR 21-22
13 | Providing impervious coat to exposed RCC Roof Slab surface with CM (1:3) 20mm thick with 1Kg of water proof compound per bag of Cement laid over roof when it is green including c/c of all materials and labour charges for mixing mortar, laying, rendering smooth and thread lining of wall & slab etc complete for finished item of work (APSS 901,903) | [11 empty] | SSR 22-23
| Qty.p. of M.B.No.441/A/ZP/19 | [11 empty] | SSR 22-23
|  | 1 | x | 1 | 10.45 | 12 | 0 | 125.4 | Sqm |  |  |  | SSR 22-23
|  | 1 | x | 1 | 3.52 | 0.92 | 0 | 3.24 | Sqm |  |  |  | SSR 22-23
SSR 22-23
[9 empty] | Sqm | 438.06 | SSR 22-23 | 0 | SSR 22-23
15 | Brick Masonary for Superstructure with CM (1:8) proportion using 2nd class traditional bricks of size 23X11X7 cms having minimum crushing strength of 40kg/cm2 including c/c of all materials like Cement, Sand, Bricks, water etc including labour charges such as mixing cement mortar, Scaffolding charges etc complete for finished item of work (APSS No 501 & 504) | [11 empty] | SSR 19-20
| Qty.p.78 of M.B.No.441/A/ZP/19 | [11 empty] | SSR 19-20
| Front side | 1 | x | 1 | 2.89 | 0.23 | 1.38 | 0.92 | Cum |  |  |  | SSR 19-20
| East side | 1 | x | 1 | 12.47 | 0.23 | 1.38 | 3.96 | Cum |  |  |  | SSR 19-20
SSR 19-20
[9 empty] | Cum | 5904.87 | SSR 19-20 | 0 | SSR 19-20
15 | Brick Masonary for Superstructure with CM (1:8) proportion using 2nd class traditional bricks of size 23X11X7 cms having minimum crushing strength of 40kg/cm2 including c/c of all materials like Cement, Sand, Bricks, water etc including labour charges such as mixing cement mortar, Scaffolding charges etc complete for finished item of work (APSS No 501 & 504) | [11 empty] | SSR 20-21
| Qty.p.78 of M.B.No.441/A/ZP/19 | [11 empty] | SSR 20-21
| Front side | 1 | x | 1 | 2.89 | 0.23 | 1.38 | 0.92 | Cum |  |  |  | SSR 20-21
| East side | 1 | x | 1 | 12.47 | 0.23 | 1.38 | 3.96 | Cum |  |  |  | SSR 20-21
SSR 20-21
[9 empty] | Cum | 6078.69 | SSR 20-21 | 0 | SSR 20-21
15 | Brick Masonary for Superstructure with CM (1:8) proportion using 2nd class traditional bricks of size 23X11X7 cms having minimum crushing strength of 40kg/cm2 including c/c of all materials like Cement, Sand, Bricks, water etc including labour charges such as mixing cement mortar, Scaffolding charges etc complete for finished item of work (APSS No 501 & 504) | [11 empty] | SSR 21-22
| Qty.p.78 of M.B.No.441/A/ZP/19 | [11 empty] | SSR 21-22
| Front side | 1 | x | 1 | 2.89 | 0.23 | 1.38 | 0.92 | Cum |  |  |  | SSR 21-22
| East side | 1 | x | 1 | 12.47 | 0.23 | 1.38 | 3.96 | Cum |  |  |  | SSR 21-22
SSR 21-22
[9 empty] | Cum | 6501.9 | SSR 21-22 | 0 | SSR 21-22
15 | Brick Masonary for Superstructure with CM (1:8) proportion using 2nd class traditional bricks of size 23X11X7 cms having minimum crushing strength of 40kg/cm2 including c/c of all materials like Cement, Sand, Bricks, water etc including labour charges such as mixing cement mortar, Scaffolding charges etc complete for finished item of work (APSS No 501 & 504) | [11 empty] | SSR 22-23
| Qty.p.78 of M.B.No.441/A/ZP/19 | [11 empty] | SSR 22-23
| Front side | 1 | x | 1 | 2.89 | 0.23 | 1.38 | 0.92 | Cum |  |  |  | SSR 22-23
| East side | 1 | x | 1 | 12.47 | 0.23 | 1.38 | 3.96 | Cum |  |  |  | SSR 22-23
SSR 22-23
[9 empty] | Cum | 7227.56 | SSR 22-23 | 0 | SSR 22-23
7 | Brick Masonary for Superstructure with CM (1:6) proportion using 2nd class traditional bricks of size 23X11X7 cms having minimum crushing strength of 40kg/cm2 including c/c of all materials like Cement, Sand, Bricks, water etc including labour charges such as mixing cement mortar, Scaffolding charges etc complete for finished item of work (APSS No 501 & 504) | [11 empty] | SSR 19-20
| Qty.p.42 of M.B.No.605/B/ZP/20 |  | 05.08.2022 | [9 empty] | SSR 19-20
| Long walls | 1 | x | 1 | 9.29 | 0.23 | 2.1 | 4.49 | Cum |  |  |  | SSR 19-20
|  | 1 | x | 1 | 12.47 | 0.23 | 2.1 | 6.02 | Cum |  |  |  | SSR 19-20
| Cross wall front side | 1 | x | 1 | 8.38 | 0.23 | 2.1 | 4.05 | Cum |  |  |  | SSR 19-20
| Back side | 1 | x | 1 | 8.38 | 0.23 | 2.1 | 4.05 | Cum |  |  |  | SSR 19-20
| Deduct door | 1 | x | 1 | 1.2 | 0.23 | 2.1 | -0.58 | Cum |  |  |  | SSR 19-20
| Deduct windows | 1 | x | 7 | 1.5 | 0.23 | 1.35 | -3.26 | Cum |  |  |  | SSR 19-20
| Deduct door | 1 | x | 1 | 1.2 | 0.23 | 2.1 | -0.58 | Cum |  |  |  | SSR 19-20
| Deduct door | 1 | x | 2 | 0.75 | 0.23 | 2.1 | -0.72 | Cum |  |  |  | SSR 19-20
| Qty.p.49 of M.B.No.605/B/ZP/20 |  | 17.08.2022 | [9 empty] | SSR 19-20
| Long walls | 1 | x | 1 | 9.29 | 0.23 | 0.62 | 1.32 | Cum |  |  |  | SSR 19-20
|  | 1 | x | 1 | 12.47 | 0.23 | 0.62 | 1.78 | Cum |  |  |  | SSR 19-20
| Cross wall front side | 1 | x | 2 | 4.99 | 0.23 | 0.55 | 1.26 | Cum |  |  |  | SSR 19-20
| Back side | 1 | x | 2 | 3.16 | 0.23 | 0.7 | 1.02 | Cum |  |  |  | SSR 19-20
| Deduct columns | 1 | x | 1 | 0.23 | 0.38 | 0.62 | -0.05 | Cum |  |  |  | SSR 19-20
| Deduct ventilators | 1 | x | 12 | 0.6 | 0.23 | 0.3 | -0.5 | Cum |  |  |  | SSR 19-20
| Qty.p.2 of M.B.No.1186/A/ZP/20 |  | 16.05.2023 | [9 empty] | SSR 19-20
| Above landing | 1 | x | 1 | 2.68 | 0.23 | 1.2 | 0.74 | Cum |  |  |  | SSR 19-20
| Deduct opening | 1 | x | 1 | 1.2 | 0.23 | 1.1 | -0.3 | Cum |  |  |  | SSR 19-20
SSR 19-20
[9 empty] | Cum | 5961.27 | SSR 19-20 | 0 | SSR 19-20
8 | Brick Masonary for Superstructure with CM (1:6) proportion using 2nd class traditional bricks of size 23X11X7 cms having minimum crushing strength of 40kg/cm2 including c/c of all materials like Cement, Sand, Bricks, water etc including labour charges such as mixing cement mortar, Scaffolding charges etc complete for finished item of work (APSS No 501 & 504) | [11 empty] | SSR 20-21
| Qty.p.68 of M.B.No.441/A/ZP/19 | [11 empty] | SSR 20-21
| B3 - E3 I/I | 1 | x | 1 | 8.91 | 0.23 | 2.1 | 4.3 | Cum |  |  |  | SSR 20-21
| Deduct column portion | 1 | x | 1 | 0.38 | 0.23 | 2.1 | -0.18 | Cum |  |  |  | SSR 20-21
| Deduct column portion | 1 | x | 1 | 0.23 | 0.23 | 2.1 | -0.11 | Cum |  |  |  | SSR 20-21
| Deduct windows | 1 | x | 2 | 1.4 | 0.23 | 1.45 | -0.93 | Cum |  |  |  | SSR 20-21
| Deduct door | 1 | x | 1 | 0.75 | 0.23 | 2.1 | -0.36 | Cum |  |  |  | SSR 20-21
| E3-E1 I/I | 1 | x | 1 | 8.08 | 0.23 | 2.1 | 3.9 | Cum |  |  |  | SSR 20-21
| Deduct columns | 1 | x | 1 | 0.38 | 0.23 | 2.1 | -0.18 | Cum |  |  |  | SSR 20-21
| Deduct windows | 1 | x | 2 | 1.4 | 0.23 | 1.45 | -0.93 | Cum |  |  |  | SSR 20-21
| E1-B1 I/I | 1 | x | 1 | 9.06 | 0.23 | 2.1 | 4.38 | Cum |  |  |  | SSR 20-21
| Deduct columns | 1 | x | 2 | 0.23 | 0.23 | 2.1 | -0.22 | Cum |  |  |  | SSR 20-21
| Deduct windows | 1 | x | 3 | 1.4 | 0.23 | 1.45 | -1.4 | Cum |  |  |  | SSR 20-21
| A1-A1 & B1-B1 | 1 | x | 2 | 1 | 0.23 | 1.2 | 0.55 | Cum |  |  |  | SSR 20-21
| A1-B1 | 1 | x | 1 | 2.72 | 0.23 | 1.5 | 0.94 | Cum |  |  |  | SSR 20-21
| Deduct Elevation opening | 1 | x | 1 | 1.27 | 0.23 | 1.5 | -0.44 | Cum |  |  |  | SSR 20-21
| A1-A2 | 1 | x | 1 | 2.86 | 0.23 | 2.1 | 1.38 | Cum |  |  |  | SSR 20-21
| A2-A3 | 1 | x | 1 | 4.84 | 0.23 | 0.9 | 1 | Cum |  |  |  | SSR 20-21
| A3-B3 | 1 | x | 1 | 2.72 | 0.23 | 0.9 | 0.56 | Cum |  |  |  | SSR 20-21
| Deduct door opening | 1 | x | 1 | 1.2 | 0.23 | 0.9 | -0.25 | Cum |  |  |  | SSR 20-21
| Qty.p.85 of M.B.No.441/A/ZP/19 | [11 empty] | SSR 20-21
| A1-B1 | 1 | x | 1 | 2.72 | 0.23 | 1.225 | 0.77 | Cum |  |  |  | SSR 20-21
| A1-A1 & B1-B1 | 1 | x | 2 | 1 | 0.23 | 1.225 | 0.56 | Cum |  |  |  | SSR 20-21
| Deduct Elevation opening | 1 | x | 1 | 1.27 | 0.23 | 1.2 | -0.35 | Cum |  |  |  | SSR 20-21
| B1-E1 | 1 | x | 1 | 9.06 | 0.23 | 0.625 | 1.3 | Cum |  |  |  | SSR 20-21
| Deduct columns | 1 | x | 2 | 0.23 | 0.23 | 0.625 | -0.07 | Cum |  |  |  | SSR 20-21
| E1-E2 | 1 | x | 1 | 2.86 | 0.23 | 0.625 | 0.41 | Cum |  |  |  | SSR 20-21
| E2-E3 | 1 | x | 1 | 4.84 | 0.23 | 0.545 | 0.61 | Cum |  |  |  | SSR 20-21
| E3-B3 | 1 | x | 1 | 8.91 | 0.23 | 0.625 | 1.28 | Cum |  |  |  | SSR 20-21
| Deduct columns | 1 | x | 1 | 0.23 | 0.23 | 0.625 | -0.03 | Cum |  |  |  | SSR 20-21
|  | 1 | x | 1 | 0.38 | 0.23 | 0.625 | -0.05 | Cum |  |  |  | SSR 20-21
| A1-A2 | 1 | x | 1 | 2.86 | 0.23 | 0.625 | 0.41 | Cum |  |  |  | SSR 20-21
| Deduct ventilators | 1 | x | 6 | 0.6 | 0.23 | 0.3 | -0.25 | Cum |  |  |  | SSR 20-21
| Tiolet block ventilators | 1 | x | 3 | 0.3 | 0.23 | 0.3 | -0.06 | Cum |  |  |  | SSR 20-21
| Qty.p.85 of M.B.No.441/A/ZP/19 | [11 empty] | SSR 20-21
| 1st flight | 0.5 | x | 11 | 1.3 | 0.3 | 0.15 | 0.32 | Cum |  |  |  | SSR 20-21
| 2nd flight | 0.5 | x | 10 | 1.3 | 0.3 | 0.15 | 0.29 | Cum |  |  |  | SSR 20-21
SSR 20-21
[9 empty] | Cum | 6135.09 | SSR 20-21 | 0 | SSR 20-21
9 | Brick Masonary for Superstructure with CM (1:6) proportion using 2nd class traditional bricks of size 23X11X7 cms having minimum crushing strength of 40kg/cm2 including c/c of all materials like Cement, Sand, Bricks, water etc including labour charges such as mixing cement mortar, Scaffolding charges etc complete for finished item of work (APSS No 501 & 504) | [11 empty] | SSR 21-22
| Qty.p.42 of M.B.No.605/B/ZP/20 | [11 empty] | SSR 21-22
|  | 1 | x | 1 | 9.29 | 0.23 | 2.1 | 4.49 | Cum |  |  |  | SSR 21-22
|  | 1 | x | 1 | 12.47 | 0.23 | 2.1 | 6.02 | Cum |  |  |  | SSR 21-22
|  | 1 | x | 1 | 8.38 | 0.23 | 2.1 | 4.05 | Cum |  |  |  | SSR 21-22
|  | 1 | x | 1 | 8.38 | 0.23 | 2.1 | 4.05 | Cum |  |  |  | SSR 21-22
|  | 1 | x | 1 | 1.2 | 0.23 | 2.1 | -0.58 | Cum |  |  |  | SSR 21-22
|  | 1 | x | 7 | 1.5 | 0.23 | 1.35 | -3.26 | Cum |  |  |  | SSR 21-22
|  | 1 | x | 1 | 1.2 | 0.23 | 2.1 | -0.58 | Cum |  |  |  | SSR 21-22
|  | 1 | x | 2 | 0.75 | 0.23 | 2.1 | -0.72 | Cum |  |  |  | SSR 21-22
| Qty.p.49 of M.B.No.605/B/ZP/20 | [11 empty] | SSR 21-22
|  | 1 | x | 1 | 9.29 | 0.23 | 0.62 | 1.32 | Cum |  |  |  | SSR 21-22
|  | 1 | x | 1 | 12.47 | 0.23 | 0.62 | 1.78 | Cum |  |  |  | SSR 21-22
|  | 1 | x | 2 | 4.99 | 0.23 | 0.55 | 1.26 | Cum |  |  |  | SSR 21-22
|  | 1 | x | 2 | 3.16 | 0.23 | 0.7 | 1.02 | Cum |  |  |  | SSR 21-22
|  | 1 | x | 1 | 0.23 | 0.38 | 0.62 | -0.05 | Cum |  |  |  | SSR 21-22
|  | 1 | x | 12 | 0.6 | 0.23 | 0.3 | -0.5 | Cum |  |  |  | SSR 21-22
SSR 21-22
[9 empty] | Cum | 6558.3 | SSR 21-22 | 0 | SSR 21-22
9 | Brick Masonary for Superstructure with CM (1:6) proportion using 2nd class traditional bricks of size 23X11X7 cms having minimum crushing strength of 40kg/cm2 including c/c of all materials like Cement, Sand, Bricks, water etc including labour charges such as mixing cement mortar, Scaffolding charges etc complete for finished item of work (APSS No 501 & 504) | [11 empty] | SSR 22-23
| Qty.p.2 of M.B.No.1186/A/ZP/20 | [11 empty] | SSR 22-23
|  | 1 | x | 1 | 2.68 | 0.23 | 1.2 | 0.74 | Cum |  |  |  | SSR 22-23
|  | 1 | x | 1 | 1.2 | 0.23 | 1.1 | -0.3 | Cum |  |  |  | SSR 22-23
SSR 22-23
[9 empty] | Cum | 7283.96 | SSR 22-23 | 0 | SSR 22-23
8 | Reinforced Brick Masonry for partition walls (11.0 cm thick) in CM (1:6) prop. (Cement : Sand) using common burnt clay bricks of class as per Table- I of IS:1077-1992, Non- Modular or traditional size 23 x 11 x 7 cms from approved source having minimum crushing strength of 40 Kg/Sq.cm and placing 2 Nos. of 6mm M.S plain rods in every third layer with free ends of the reinforcement pegged into mortar joints of main brick walls where applicable including cost and conveyance of all materials and all operational, incidental charges such as labour charges for mixing cement mortar, scaffolding charges, lift charges,and all labour charges etc., but excluding cost of steel and its fabrication charges complete for finished item of work. | [11 empty] | SSR 19-20
| Qty.p.44 of M.B.No.605/B/ZP/20 |  | 05.08.2022 | [9 empty] | SSR 19-20
| Two walls | 1 | x | 1 | 12 | 0 | 2.1 | 25.2 | Sqm |  |  |  | SSR 19-20
|  | 1 | x | 1 | 9.06 | 0 | 2.1 | 19.03 | Sqm |  |  |  | SSR 19-20
| Cross wall between PS and Digital steps | 1 | x | 3 | 2.86 | 0 | 2.1 | 18.02 | Sqm |  |  |  | SSR 19-20
| Between tiole and meeting hall | 1 | x | 1 | 3.12 | 0 | 2.1 | 6.55 | Sqm |  |  |  | SSR 19-20
| At bath room | 1 | x | 1 | 3.3 | 0 | 2.1 | 6.93 | Sqm |  |  |  | SSR 19-20
|  | 1 | x | 2 | 1.5 | 0 | 2.1 | 6.3 | Sqm |  |  |  | SSR 19-20
| Parapet wall at back side | 1 | x | 1 | 10.53 | 0 | 0.9 | 9.48 | Sqm |  |  |  | SSR 19-20
| Deduct door | 1 | x | 4 | 1.2 | 0 | 2.1 | -10.08 | Sqm |  |  |  | SSR 19-20
| Deduct door | 1 | x | 3 | 1.05 | 0 | 2.1 | -6.62 | Sqm |  |  |  | SSR 19-20
| Deduct tiolet door | 1 | x | 3 | 0.75 | 0 | 2.1 | -4.73 | Sqm |  |  |  | SSR 19-20
| Qty.p.50 of M.B.No.605/B/ZP/20 |  | 17.08.2022 | [9 empty] | SSR 19-20
| Two walls | 1 | x | 1 | 12 | 0 | 0.62 | 7.44 | Sqm |  |  |  | SSR 19-20
|  | 1 | x | 1 | 9.06 | 0 | 0.62 | 5.62 | Sqm |  |  |  | SSR 19-20
| Cross wall between PS and Digital steps | 1 | x | 3 | 2.86 | 0 | 0.77 | 6.61 | Sqm |  |  |  | SSR 19-20
| Between tiole and meeting hall | 1 | x | 1 | 3.12 | 0 | 0.7 | 2.18 | Sqm |  |  |  | SSR 19-20
| At bath room | 1 | x | 1 | 3.3 | 0 | 0.9 | 2.97 | Sqm |  |  |  | SSR 19-20
|  | 1 | x | 2 | 1.5 | 0 | 0.6 | 1.8 | Sqm |  |  |  | SSR 19-20
| Qty.p.4 of M.B.No.1186/A/ZP/20 |  | 16.05.2023 | [9 empty] | SSR 19-20
| below landing | 1 | x | 1 | 2.68 | 0 | 1.2 | 3.22 | Sqm |  |  |  | SSR 19-20
| Side wall | 1 | x | 2 | 0.85 | 0 | 1.2 | 2.04 | Sqm |  |  |  | SSR 19-20
| Above landing | 1 | x | 2 | 0.85 | 0 | 1.2 | 2.04 | Sqm |  |  |  | SSR 19-20
| Front side parapet front wall | 1 | x | 1 | 5.5 | 0 | 0.9 | 4.95 | Sqm |  |  |  | SSR 19-20
| Side wall | 1 | x | 2 | 2.5 | 0 | 0.9 | 4.5 | Sqm |  |  |  | SSR 19-20
SSR 19-20
[9 empty] | Sqm | 767.73 | SSR 19-20 | 0 | SSR 19-20
9 | Reinforced Brick Masonry for partition walls (11.0 cm thick) in CM (1:6) prop. (Cement : Sand) using common burnt clay bricks of class as per Table- I of IS:1077-1992, Non- Modular or traditional size 23 x 11 x 7 cms from approved source having minimum crushing strength of 40 Kg/Sq.cm and placing 2 Nos. of 6mm M.S plain rods in every third layer with free ends of the reinforcement pegged into mortar joints of main brick walls where applicable including cost and conveyance of all materials and all operational, incidental charges such as labour charges for mixing cement mortar, scaffolding charges, lift charges,and all labour charges etc., but excluding cost of steel and its fabrication charges complete for finished item of work. | [11 empty] | SSR 20-21
| Qty.p.71 of M.B.No.441/A/ZP/19 | [11 empty] | SSR 20-21
| B1-B3 I/I | 1 | x | 1 | 8.23 | 0 | 2.1 | 17.28 | Sqm |  |  |  | SSR 20-21
| Deduct columns | 1 | x | 1 | 0.38 | 0 | 2.1 | -0.8 | Sqm |  |  |  | SSR 20-21
| Deduct doors | 1 | x | 1 | 1.2 | 0 | 2.1 | -2.52 | Sqm |  |  |  | SSR 20-21
| Deduct doors | 1 | x | 1 | 1 | 0 | 2.1 | -2.1 | Sqm |  |  |  | SSR 20-21
| C1-C2 D1-D2 | 1 | x | 2 | 2.84 | 0 | 2.1 | 11.93 | Sqm |  |  |  | SSR 20-21
| B2-E2 | 1 | x | 1 | 8.93 | 0 | 2.1 | 18.75 | Sqm |  |  |  | SSR 20-21
| Deduct columns | 1 | x | 2 | 0.23 | 0 | 2.1 | -0.97 | Sqm |  |  |  | SSR 20-21
| Deduct doors | 1 | x | 3 | 1 | 0 | 2.1 | -6.3 | Sqm |  |  |  | SSR 20-21
| B2-E2 I/I | 1 | x | 1 | 8.93 | 0 | 2.1 | 18.75 | Sqm |  |  |  | SSR 20-21
| Deduct door | 1 | x | 1 | 1 | 0 | 2.1 | -2.1 | Sqm |  |  |  | SSR 20-21
| Deduct bathroom door | 1 | x | 2 | 0.75 | 0 | 2.1 | -3.15 | Sqm |  |  |  | SSR 20-21
| D2-D3 | 1 | x | 1 | 3.02 | 0 | 2.1 | 6.34 | Sqm |  |  |  | SSR 20-21
| Tiolet long wall D2-D3 | 1 | x | 1 | 3.02 | 0 | 2.1 | 6.34 | Sqm |  |  |  | SSR 20-21
| Deduct door | 1 | x | 1 | 0.75 | 0 | 2.1 | -1.58 | Sqm |  |  |  | SSR 20-21
| Tiolet block cross wall | 1 | x | 1 | 1.62 | 0 | 2.1 | 3.4 | Sqm |  |  |  | SSR 20-21
|  | 1 | x | 1 | 1.55 | 0 | 2.1 | 3.26 | Sqm |  |  |  | SSR 20-21
| Qty.p.87 of M.B.No.441/A/ZP/19 | [11 empty] | SSR 20-21
| B1B2 C1C2 D1D2 | 1 | x | 3 | 2.86 | 0 | 0.625 | 5.36 | Sqm |  |  |  | SSR 20-21
| B2E3 | 1 | x | 1 | 4.99 | 0 | 0.545 | 2.72 | Sqm |  |  |  | SSR 20-21
| B2E2 | 1 | x | 1 | 8.93 | 0 | 0.625 | 5.58 | Sqm |  |  |  | SSR 20-21
| Deduct column | 1 | x | 2 | 0.23 | 0 | 0.625 | -0.29 | Sqm |  |  |  | SSR 20-21
| B2E2 | 1 | x | 1 | 8.93 | 0 | 0.925 | 8.26 | Sqm |  |  |  | SSR 20-21
| Deduct beam portion | 1 | x | 2 | 0.23 | 0 | 0.38 | -0.17 | Sqm |  |  |  | SSR 20-21
| D2D3 | 1 | x | 1 | 3.02 | 0 | 0.545 | 1.65 | Sqm |  |  |  | SSR 20-21
| Tiolet block long wall to D2-D3 | 1 | x | 1 | 3.02 | 0 | 0.925 | 2.79 | Sqm |  |  |  | SSR 20-21
| cross wall left | 1 | x | 1 | 1.62 | 0 | 0.925 | 1.5 | Sqm |  |  |  | SSR 20-21
|  | 1 | x | 1 | 1.55 | 0 | 0.925 | 1.43 | Sqm |  |  |  | SSR 20-21
| Parapet wall | 1 | x | 1 | 10.3 | 0 | 0.6 | 6.18 | Sqm |  |  |  | SSR 20-21
|  | 1 | x | 1 | 24 | 0 | 0.9 | 21.6 | Sqm |  |  |  | SSR 20-21
SSR 20-21
[9 empty] | Sqm | 791.59 | SSR 20-21 | 0 | SSR 20-21
10 | Reinforced Brick Masonry for partition walls (11.0 cm thick) in CM (1:6) prop. (Cement : Sand) using common burnt clay bricks of class as per Table- I of IS:1077-1992, Non- Modular or traditional size 23 x 11 x 7 cms from approved source having minimum crushing strength of 40 Kg/Sq.cm and placing 2 Nos. of 6mm M.S plain rods in every third layer with free ends of the reinforcement pegged into mortar joints of main brick walls where applicable including cost and conveyance of all materials and all operational, incidental charges such as labour charges for mixing cement mortar, scaffolding charges, lift charges,and all labour charges etc., but excluding cost of steel and its fabrication charges complete for finished item of work. | [11 empty] | SSR 21-22
| Qty.p.44 of M.B.No.605/B/ZP/20 | [11 empty] | SSR 21-22
|  | 1 | x | 1 | 12 | 0 | 2.1 | 25.2 | Sqm |  |  |  | SSR 21-22
|  | 1 | x | 1 | 9.06 | 0 | 2.1 | 19.03 | Sqm |  |  |  | SSR 21-22
|  | 1 | x | 3 | 2.86 | 0 | 2.1 | 18.02 | Sqm |  |  |  | SSR 21-22
|  | 1 | x | 1 | 3.12 | 0 | 2.1 | 6.55 | Sqm |  |  |  | SSR 21-22
|  | 1 | x | 1 | 3.3 | 0 | 2.1 | 6.93 | Sqm |  |  |  | SSR 21-22
|  | 1 | x | 2 | 1.5 | 0 | 2.1 | 6.3 | Sqm |  |  |  | SSR 21-22
|  | 1 | x | 1 | 10.53 | 0 | 0.9 | 9.48 | Sqm |  |  |  | SSR 21-22
|  | 1 | x | 4 | 1.2 | 0 | 2.1 | -10.08 | Sqm |  |  |  | SSR 21-22
|  | 1 | x | 3 | 1.05 | 0 | 2.1 | -6.62 | Sqm |  |  |  | SSR 21-22
|  | 1 | x | 3 | 0.75 | 0 | 2.1 | -4.73 | Sqm |  |  |  | SSR 21-22
| Qty.p.50 of M.B.No.605/B/ZP/20 | [11 empty] | SSR 21-22
|  | 1 | x | 1 | 12 | 0 | 0.62 | 7.44 | Sqm |  |  |  | SSR 21-22
|  | 1 | x | 1 | 9.06 | 0 | 0.62 | 5.62 | Sqm |  |  |  | SSR 21-22
|  | 1 | x | 3 | 2.86 | 0 | 0.77 | 6.61 | Sqm |  |  |  | SSR 21-22
|  | 1 | x | 1 | 3.12 | 0 | 0.7 | 2.18 | Sqm |  |  |  | SSR 21-22
|  | 1 | x | 1 | 3.3 | 0 | 0.9 | 2.97 | Sqm |  |  |  | SSR 21-22
|  | 1 | x | 2 | 1.5 | 0 | 0.6 | 1.8 | Sqm |  |  |  | SSR 21-22
SSR 21-22
[9 empty] | Sqm | 845.07 | SSR 21-22 | 0 | SSR 21-22
10 | Reinforced Brick Masonry for partition walls (11.0 cm thick) in CM (1:6) prop. (Cement : Sand) using common burnt clay bricks of class as per Table- I of IS:1077-1992, Non- Modular or traditional size 23 x 11 x 7 cms from approved source having minimum crushing strength of 40 Kg/Sq.cm and placing 2 Nos. of 6mm M.S plain rods in every third layer with free ends of the reinforcement pegged into mortar joints of main brick walls where applicable including cost and conveyance of all materials and all operational, incidental charges such as labour charges for mixing cement mortar, scaffolding charges, lift charges,and all labour charges etc., but excluding cost of steel and its fabrication charges complete for finished item of work. | [11 empty] | SSR 22-23
| Qty.p.4 of M.B.No.1186/A/ZP/20 | [11 empty] | SSR 22-23
|  | 1 | x | 1 | 2.68 | 0 | 1.2 | 3.22 | Sqm |  |  |  | SSR 22-23
|  | 1 | x | 2 | 0.85 | 0 | 1.2 | 2.04 | Sqm |  |  |  | SSR 22-23
|  | 1 | x | 2 | 0.85 | 0 | 1.2 | 2.04 | Sqm |  |  |  | SSR 22-23
|  | 1 | x | 1 | 5.5 | 0 | 0.9 | 4.95 | Sqm |  |  |  | SSR 22-23
|  | 1 | x | 2 | 2.5 | 0 | 0.9 | 4.5 | Sqm |  |  |  | SSR 22-23
SSR 22-23
[9 empty] | Sqm | 929.28 | SSR 22-23 | 0 | SSR 22-23
20 | Masonry work in CM (1:8) prop with Flyash Cement solid blocks of size 290 x 150 x 140 mm for manufacturing of flyash solid blocks using flyash of 80 kgs, cement of 15 kgs. Gypsum of 5 kgs. and stone dust including cost and conveyance of all materials, labour charges, seiniorage charges, scaffolding and curing etc., cpomplete with a compresive streangth not lessthan 50 kg/sqm for walls for Superstructure Walls. | [11 empty] | SSR 19-20
| Qty.p.91 of M.B.No.441/A/ZP/19 | [11 empty] | SSR 19-20
| Plantation walls | 1 | x | 2 | 0.75 | 0.15 | 1.05 | 0.24 | Cum |  |  |  | SSR 19-20
|  | 1 | x | 1 | 2.65 | 0.15 | 1.2 | 0.48 | Cum |  |  |  | SSR 19-20
|  | 1 | x | 1 | 2.85 | 0.15 | 1.2 | 0.51 | Cum |  |  |  | SSR 19-20
SSR 19-20
[9 empty] | Cum | 5604.44 | SSR 19-20 | 0 | SSR 19-20
20 | Masonry work in CM (1:8) prop with Flyash Cement solid blocks of size 290 x 150 x 140 mm for manufacturing of flyash solid blocks using flyash of 80 kgs, cement of 15 kgs. Gypsum of 5 kgs. and stone dust including cost and conveyance of all materials, labour charges, seiniorage charges, scaffolding and curing etc., cpomplete with a compresive streangth not lessthan 50 kg/sqm for walls for Superstructure Walls. | [11 empty] | SSR 20-21
| Qty.p.91 of M.B.No.441/A/ZP/19 | [11 empty] | SSR 20-21
| Plantation walls | 1 | x | 2 | 0.75 | 0.15 | 1.05 | 0.24 | Cum |  |  |  | SSR 20-21
|  | 1 | x | 1 | 2.65 | 0.15 | 1.2 | 0.48 | Cum |  |  |  | SSR 20-21
|  | 1 | x | 1 | 2.85 | 0.15 | 1.2 | 0.51 | Cum |  |  |  | SSR 20-21
SSR 20-21
[9 empty] | Cum | 5800.61 | SSR 20-21 | 0 | SSR 20-21
20 | Masonry work in CM (1:8) prop with Flyash Cement solid blocks of size 290 x 150 x 140 mm for manufacturing of flyash solid blocks using flyash of 80 kgs, cement of 15 kgs. Gypsum of 5 kgs. and stone dust including cost and conveyance of all materials, labour charges, seiniorage charges, scaffolding and curing etc., cpomplete with a compresive streangth not lessthan 50 kg/sqm for walls for Superstructure Walls. | [11 empty] | SSR 21-22
| Qty.p.91 of M.B.No.441/A/ZP/19 | [11 empty] | SSR 21-22
| Plantation walls | 1 | x | 2 | 0.75 | 0.15 | 1.05 | 0.24 | Cum |  |  |  | SSR 21-22
|  | 1 | x | 1 | 2.65 | 0.15 | 1.2 | 0.48 | Cum |  |  |  | SSR 21-22
|  | 1 | x | 1 | 2.85 | 0.15 | 1.2 | 0.51 | Cum |  |  |  | SSR 21-22
SSR 21-22
[9 empty] | Cum | 6321.16 | SSR 21-22 | 0 | SSR 21-22
20 | Masonry work in CM (1:8) prop with Flyash Cement solid blocks of size 290 x 150 x 140 mm for manufacturing of flyash solid blocks using flyash of 80 kgs, cement of 15 kgs. Gypsum of 5 kgs. and stone dust including cost and conveyance of all materials, labour charges, seiniorage charges, scaffolding and curing etc., cpomplete with a compresive streangth not lessthan 50 kg/sqm for walls for Superstructure Walls. | [11 empty] | SSR 22-23
| Qty.p.91 of M.B.No.441/A/ZP/19 | [11 empty] | SSR 22-23
| Plantation walls | 1 | x | 2 | 0.75 | 0.15 | 1.05 | 0.24 | Cum |  |  |  | SSR 22-23
|  | 1 | x | 1 | 2.65 | 0.15 | 1.2 | 0.48 | Cum |  |  |  | SSR 22-23
|  | 1 | x | 1 | 2.85 | 0.15 | 1.2 | 0.51 | Cum |  |  |  | SSR 22-23
SSR 22-23
[9 empty] | Cum | 6718.55 | SSR 22-23 | 0 | SSR 22-23
19 | RCM facia 5cm thick in CM (1:3) for drop walls, fins with rabbit wire mesh & nominal reinforcement as directed by Engineer-in-charge with dubara sponge finishing, including cost & conveyance of all materials to site, seigniorage charges, sales & other taxes on all materials, operational & incidental, cost and conveyance of cement, wire mesh, water to work site, centering, scaffolding and form work, lift charges etc., complete for finished items of work but excluding cost of steel & its fabrication charges, for finished item of work. (APSS No.403 & 903) | [11 empty] | SSR 19-20
| Qty.p.65 of M.B.No.441/A/ZP/19 | [11 empty] | SSR 19-20
|  | 1 | x | 2 | 2.05 | 1.7 | 0 | 6.97 | Sqm |  |  |  | SSR 19-20
|  | 1 | x | 2 | 3.6 | 0.95 | 0 | 6.84 | Sqm |  |  |  | SSR 19-20
SSR 19-20
[9 empty] | Sqm | 1906.95 | SSR 19-20 | 0 | SSR 19-20
19 | RCM facia 5cm thick in CM (1:3) for drop walls, fins with rabbit wire mesh & nominal reinforcement as directed by Engineer-in-charge with dubara sponge finishing, including cost & conveyance of all materials to site, seigniorage charges, sales & other taxes on all materials, operational & incidental, cost and conveyance of cement, wire mesh, water to work site, centering, scaffolding and form work, lift charges etc., complete for finished items of work but excluding cost of steel & its fabrication charges, for finished item of work. (APSS No.403 & 903) | [11 empty] | SSR 20-21
| Qty.p.65 of M.B.No.441/A/ZP/19 | [11 empty] | SSR 20-21
|  | 1 | x | 2 | 2.05 | 1.7 | 0 | 6.97 | Sqm |  |  |  | SSR 20-21
|  | 1 | x | 2 | 3.6 | 0.95 | 0 | 6.84 | Sqm |  |  |  | SSR 20-21
SSR 20-21
[9 empty] | Sqm | 2066.33 | SSR 20-21 | 0 | SSR 20-21
19 | RCM facia 5cm thick in CM (1:3) for drop walls, fins with rabbit wire mesh & nominal reinforcement as directed by Engineer-in-charge with dubara sponge finishing, including cost & conveyance of all materials to site, seigniorage charges, sales & other taxes on all materials, operational & incidental, cost and conveyance of cement, wire mesh, water to work site, centering, scaffolding and form work, lift charges etc., complete for finished items of work but excluding cost of steel & its fabrication charges, for finished item of work. (APSS No.403 & 903) | [11 empty] | SSR 21-22
| Qty.p.65 of M.B.No.441/A/ZP/19 | [11 empty] | SSR 21-22
|  | 1 | x | 2 | 2.05 | 1.7 | 0 | 6.97 | Sqm |  |  |  | SSR 21-22
|  | 1 | x | 2 | 3.6 | 0.95 | 0 | 6.84 | Sqm |  |  |  | SSR 21-22
SSR 21-22
[9 empty] | Sqm | 2199.03 | SSR 21-22 | 0 | SSR 21-22
19 | RCM facia 5cm thick in CM (1:3) for drop walls, fins with rabbit wire mesh & nominal reinforcement as directed by Engineer-in-charge with dubara sponge finishing, including cost & conveyance of all materials to site, seigniorage charges, sales & other taxes on all materials, operational & incidental, cost and conveyance of cement, wire mesh, water to work site, centering, scaffolding and form work, lift charges etc., complete for finished items of work but excluding cost of steel & its fabrication charges, for finished item of work. (APSS No.403 & 903) | [11 empty] | SSR 22-23
| Qty.p.65 of M.B.No.441/A/ZP/19 | [11 empty] | SSR 22-23
|  | 1 | x | 2 | 2.05 | 1.7 | 0 | 6.97 | Sqm |  |  |  | SSR 22-23
|  | 1 | x | 2 | 3.6 | 0.95 | 0 | 6.84 | Sqm |  |  |  | SSR 22-23
SSR 22-23
[9 empty] | Sqm | 2346.34 | SSR 22-23 | 0 | SSR 22-23
9 | Ceiling Plastering to Ceiling in CM (1:3) 12mm thick with dubara sponge finishing including c/c of all materials including labour charges such as mixing cement mortar and curing etc complete for finished item of work (APSS 901 & 903) | [11 empty] | SSR 19-20
| Qty.p.18 of M.B.No.1186/A/ZP/20 |  | 26.06.2023 | [9 empty] | SSR 19-20
| Staff room | 1 | x | 1 | 3.35 | 2.49 | 0 | 8.34 | Sqm |  |  |  | SSR 19-20
| Digital room | 1 | x | 1 | 3.35 | 2.88 | 0 | 9.65 | Sqm |  |  |  | SSR 19-20
| Sarpanch room | 1 | x | 1 | 3.35 | 3.12 | 0 | 10.45 | Sqm |  |  |  | SSR 19-20
| Carridor | 1 | x | 1 | 11.93 | 1.8 | 0 | 21.47 | Sqm |  |  |  | SSR 19-20
| tiolet room | 1 | x | 1 | 3.3 | 1.4 | 0 | 4.62 | Sqm |  |  |  | SSR 19-20
|  | 1 | x | 1 | 1.45 | 1.5 | 0 | 2.18 | Sqm |  |  |  | SSR 19-20
|  | 1 | x | 1 | 1.45 | 1.5 | 0 | 2.18 | Sqm |  |  |  | SSR 19-20
| meeting Hall | 1 | x | 1 | 4.98 | 8.6 | 0 | 42.83 | Sqm |  |  |  | SSR 19-20
| Front projecton | 1 | x | 1 | 5.45 | 0.6 | 0 | 3.27 | Sqm |  |  |  | SSR 19-20
| back projection | 1 | x | 1 | 8.8 | 0.9 | 0 | 7.92 | Sqm |  |  |  | SSR 19-20
| Sides | 1 | x | 1 | 12 | 0 | 0.3 | 3.6 | Sqm |  |  |  | SSR 19-20
|  | 1 | x | 1 | 9.25 | 0.3 | 0 | 2.78 | Sqm |  |  |  | SSR 19-20
| Sunshades | 1 | x | 6 | 1.8 | 0.6 | 0 | 6.48 | Sqm |  |  |  | SSR 19-20
|  | 1 | x | 1 | 5.2 | 0.6 | 0 | 3.12 | Sqm |  |  |  | SSR 19-20
| Sides of beam in carridor | 2 | x | 2 | 1.8 | 0 | 0.38 | 2.74 | Sqm |  |  |  | SSR 19-20
SSR 19-20
[9 empty] | Sqm | 292.7 | SSR 19-20 | 0 | SSR 19-20
10 | Ceiling Plastering to Ceiling in CM (1:3) 12mm thick with dubara sponge finishing including c/c of all materials including labour charges such as mixing cement mortar and curing etc complete for finished item of work (APSS 901 & 903) | [11 empty] | SSR 20-21
| Qty.p.99 of M.B.No.441/A/ZP/19 | [11 empty] | SSR 20-21
| Meeting Hall | 1 | x | 1 | 5.7 | 3.04 | 0 | 17.33 | Sqm |  |  |  | SSR 20-21
| Carridor | 1 | x | 1 | 9.04 | 1.8 | 0 | 16.27 | Sqm |  |  |  | SSR 20-21
| Sarpanch room | 1 | x | 1 | 3.3 | 3.25 | 0 | 10.73 | Sqm |  |  |  | SSR 20-21
| Digital room | 1 | x | 1 | 2.7 | 3.25 | 0 | 8.78 | Sqm |  |  |  | SSR 20-21
| Staff room | 1 | x | 1 | 2.75 | 3.25 | 0 | 8.94 | Sqm |  |  |  | SSR 20-21
| Tiolet - Sarpanch | 1 | x | 1 | 1.56 | 1.45 | 0 | 2.26 | Sqm |  |  |  | SSR 20-21
| Ladies tiolet | 1 | x | 1 | 1.62 | 1.45 | 0 | 2.35 | Sqm |  |  |  | SSR 20-21
| Combined bath room | 1 | x | 1 | 1.62 | 1.45 | 0 | 2.35 | Sqm |  |  |  | SSR 20-21
|  | 1 | x | 1 | 1.56 | 1.45 | 0 | 2.26 | Sqm |  |  |  | SSR 20-21
| waiting hall | 1 | x | 1 | 4.95 | 2.72 | 0 | 13.46 | Sqm |  |  |  | SSR 20-21
| Carridor cross beam sides | 2 | x | 2 | 1.8 | 0 | 0.38 | 2.74 | Sqm |  |  |  | SSR 20-21
| meeting Hall RB sides | 1 | x | 2 | 3.04 | 0 | 0.38 | 2.31 | Sqm |  |  |  | SSR 20-21
| Waiting hall RB sides | 1 | x | 2 | 2.72 | 0 | 0.3 | 1.63 | Sqm |  |  |  | SSR 20-21
| Staircase 1st flight slab | 1 | x | 1 | 3.5 | 1.3 | 0 | 4.55 | Sqm |  |  |  | SSR 20-21
| MLB1 sides | 1 | x | 2 | 2.72 | 0 | 0.3 | 1.63 | Sqm |  |  |  | SSR 20-21
| Landing slab bottom | 1 | x | 1 | 3.18 | 1 | 0 | 3.18 | Sqm |  |  |  | SSR 20-21
| 2nd flight slab bottom | 1 | x | 1 | 3.5 | 1.3 | 0 | 4.55 | Sqm |  |  |  | SSR 20-21
| Slab projection N/S | 1 | x | 1 | 13.47 | 1 | 0 | 13.47 | Sqm |  |  |  | SSR 20-21
| N/S RB sides | 5 | x | 2 | 1 | 0 | 0.38 | 3.8 | Sqm |  |  |  | SSR 20-21
| W/S | 1 | x | 1 | 8.84 | 1 | 0 | 8.84 | Sqm |  |  |  | SSR 20-21
| W/S RB sides | 3 | x | 2 | 1 | 0 | 0.3 | 1.8 | Sqm |  |  |  | SSR 20-21
| S/S | 1 | x | 1 | 9.29 | 0.3 | 0 | 2.79 | Sqm |  |  |  | SSR 20-21
| E/S | 1 | x | 1 | 6.4 | 1 | 0 | 6.4 | Sqm |  |  |  | SSR 20-21
| E/S RB sides | 2 | x | 2 | 1 | 0 | 0.3 | 1.2 | Sqm |  |  |  | SSR 20-21
| Qty.p.100 of M.B.No.441/A/ZP/19 | [11 empty] | SSR 20-21
| Window sunshades | 7 | x | 2 | 1.65 | 0.6 | 0 | 13.86 | Sqm |  |  |  | SSR 20-21
| Window sunshades | 1 | x | 2 | 1.05 | 0.6 | 0 | 1.26 | Sqm |  |  |  | SSR 20-21
SSR 20-21
[9 empty] | Sqm | 313.52 | SSR 20-21 | 0 | SSR 20-21
11 | Ceiling Plastering to Ceiling in CM (1:3) 12mm thick with dubara sponge finishing including c/c of all materials including labour charges such as mixing cement mortar and curing etc complete for finished item of work (APSS 901 & 903) | [11 empty] | SSR 21-22
| Qty.p.13 of M.B.No.441/A/ZP/19 | [11 empty] | SSR 21-22
| Sarpanch room | 1 | x | 1 | 3.35 | 0 | 3.04 | 10.18 | Sqm |  |  |  | SSR 21-22
| EA room | 1 | x | 1 | 2.75 | 2.34 | 0 | 6.44 | Sqm |  |  |  | SSR 21-22
|  | 1 | x | 2 | 2.7 | 0.3 | 0 | 1.62 | Sqm |  |  |  | SSR 21-22
SSR 21-22
[9 empty] | Sqm | 332.3 | SSR 21-22 | 0 | SSR 21-22
11 | Ceiling Plastering to Ceiling in CM (1:3) 12mm thick with dubara sponge finishing including c/c of all materials including labour charges such as mixing cement mortar and curing etc complete for finished item of work (APSS 901 & 903) | [11 empty] | SSR 22-23
| Qty.p.18 of M.B.No.1186/A/ZP/20 | [11 empty] | SSR 22-23
|  | 1 | x | 1 | 3.35 | 2.49 | 0 | 8.34 | Sqm |  |  |  | SSR 22-23
|  | 1 | x | 1 | 3.35 | 2.88 | 0 | 9.65 | Sqm |  |  |  | SSR 22-23
|  | 1 | x | 1 | 3.35 | 3.12 | 0 | 10.45 | Sqm |  |  |  | SSR 22-23
|  | 1 | x | 1 | 11.93 | 1.8 | 0 | 21.47 | Sqm |  |  |  | SSR 22-23
|  | 1 | x | 1 | 3.3 | 1.4 | 0 | 4.62 | Sqm |  |  |  | SSR 22-23
|  | 1 | x | 1 | 1.45 | 1.5 | 0 | 2.18 | Sqm |  |  |  | SSR 22-23
|  | 1 | x | 1 | 1.45 | 1.5 | 0 | 2.18 | Sqm |  |  |  | SSR 22-23
|  | 1 | x | 1 | 4.98 | 8.6 | 0 | 42.83 | Sqm |  |  |  | SSR 22-23
|  | 1 | x | 1 | 5.45 | 0.6 | 0 | 3.27 | Sqm |  |  |  | SSR 22-23
|  | 1 | x | 1 | 8.8 | 0.9 | 0 | 7.92 | Sqm |  |  |  | SSR 22-23
|  | 1 | x | 1 | 12 | 0 | 0.3 | 3.6 | Sqm |  |  |  | SSR 22-23
|  | 1 | x | 1 | 9.25 | 0.3 | 0 | 2.78 | Sqm |  |  |  | SSR 22-23
|  | 1 | x | 6 | 1.8 | 0.6 | 0 | 6.48 | Sqm |  |  |  | SSR 22-23
|  | 1 | x | 1 | 5.2 | 0.6 | 0 | 3.12 | Sqm |  |  |  | SSR 22-23
|  | 2 | x | 2 | 1.8 | 0 | 0.38 | 2.74 | Sqm |  |  |  | SSR 22-23
SSR 22-23
[9 empty] | Sqm | 351.17 | SSR 22-23 | 0 | SSR 22-23
12 | Plastering in CM (1:5) 12mm thick single coat including c/c of all materials and labour charges such as mixing cement mortar etc and curing etc complete for finished item of work (APSS 901, 903 & 904) | [11 empty] | SSR 19-20
| Qty.p.44 of M.B.No.441/A/ZP/19 | [11 empty] | SSR 19-20
| Alround sarpanch | 1 | x | 1 | 13.16 | 0 | 3.1 | 40.8 | Sqm |  |  |  | SSR 19-20
| Digital room | 1 | x | 1 | 12.64 | 0 | 3.1 | 39.18 | Sqm |  |  |  | SSR 19-20
| EA room | 1 | x | 1 | 11.86 | 0 | 3.1 | 36.77 | Sqm |  |  |  | SSR 19-20
| Deduct staircase landing side | 1 | x | 1 | 2.95 | 0 | 0.15 | -0.44 | Sqm |  |  |  | SSR 19-20
SSR 19-20
[9 empty] | Sqm | 265.42 | SSR 19-20 | 0 | SSR 19-20
12 | Plastering in CM (1:5) 12mm thick single coat including c/c of all materials and labour charges such as mixing cement mortar etc and curing etc complete for finished item of work (APSS 901, 903 & 904) | [11 empty] | SSR 20-21
| Qty.p.44 of M.B.No.441/A/ZP/19 | [11 empty] | SSR 20-21
| Alround sarpanch | 1 | x | 1 | 13.16 | 0 | 3.1 | 40.8 | Sqm |  |  |  | SSR 20-21
| Digital room | 1 | x | 1 | 12.64 | 0 | 3.1 | 39.18 | Sqm |  |  |  | SSR 20-21
| EA room | 1 | x | 1 | 11.86 | 0 | 3.1 | 36.77 | Sqm |  |  |  | SSR 20-21
| Deduct staircase landing side | 1 | x | 1 | 2.95 | 0 | 0.15 | -0.44 | Sqm |  |  |  | SSR 20-21
SSR 20-21
[9 empty] | Sqm | 286.25 | SSR 20-21 | 0 | SSR 20-21
12 | Plastering in CM (1:5) 12mm thick single coat including c/c of all materials and labour charges such as mixing cement mortar etc and curing etc complete for finished item of work (APSS 901, 903 & 904) | [11 empty] | SSR 21-22
| Qty.p.44 of M.B.No.441/A/ZP/19 | [11 empty] | SSR 21-22
| Alround sarpanch | 1 | x | 1 | 13.16 | 0 | 3.1 | 40.8 | Sqm |  |  |  | SSR 21-22
| Digital room | 1 | x | 1 | 12.64 | 0 | 3.1 | 39.18 | Sqm |  |  |  | SSR 21-22
| EA room | 1 | x | 1 | 11.86 | 0 | 3.1 | 36.77 | Sqm |  |  |  | SSR 21-22
| Deduct staircase landing side | 1 | x | 1 | 2.95 | 0 | 0.15 | -0.44 | Sqm |  |  |  | SSR 21-22
SSR 21-22
[9 empty] | Sqm | 304.16 | SSR 21-22 | 0 | SSR 21-22
12 | Plastering in CM (1:5) 12mm thick single coat including c/c of all materials and labour charges such as mixing cement mortar etc and curing etc complete for finished item of work (APSS 901, 903 & 904) | [11 empty] | SSR 22-23
| Qty.p.44 of M.B.No.441/A/ZP/19 | [11 empty] | SSR 22-23
| Alround sarpanch | 1 | x | 1 | 13.16 | 0 | 3.1 | 40.8 | Sqm |  |  |  | SSR 22-23
| Digital room | 1 | x | 1 | 12.64 | 0 | 3.1 | 39.18 | Sqm |  |  |  | SSR 22-23
| EA room | 1 | x | 1 | 11.86 | 0 | 3.1 | 36.77 | Sqm |  |  |  | SSR 22-23
| Deduct staircase landing side | 1 | x | 1 | 2.95 | 0 | 0.15 | -0.44 | Sqm |  |  |  | SSR 22-23
SSR 22-23
[9 empty] | Sqm | 323.04 | SSR 22-23 | 0 | SSR 22-23
13 | Plastering in CM (1:5) 20mm thick single coat including c/c of all materials including all operational, incidental and labour charges such as mixing cement mortar and curing etc complete for finished item of work (APSS 901, 903 & 904) | [11 empty] | SSR 19-20
| Qty.p.47 of M.B.No.441/A/ZP/19 | [11 empty] | SSR 19-20
| left side | 1 | x | 1 | 12.475 | 0 | 3.1 | 38.67 | Sqm |  |  |  | SSR 19-20
| Back side | 1 | x | 1 | 8.84 | 0 | 3.1 | 27.4 | Sqm |  |  |  | SSR 19-20
| Deduct landing sides | 1 | x | 6 | 1.5 | 0 | 1.5 | -13.5 | Sqm |  |  |  | SSR 19-20
| deduct ventilators | 1 | x | 10 | 0.6 | 0 | 0.45 | -2.7 | Sqm |  |  |  | SSR 19-20
SSR 19-20
[9 empty] | Sqm | 283.28 | SSR 19-20 | 0 | SSR 19-20
13 | Plastering in CM (1:5) 20mm thick single coat including c/c of all materials including all operational, incidental and labour charges such as mixing cement mortar and curing etc complete for finished item of work (APSS 901, 903 & 904) | [11 empty] | SSR 20-21
| Qty.p.47 of M.B.No.441/A/ZP/19 | [11 empty] | SSR 20-21
| left side | 1 | x | 1 | 12.475 | 0 | 3.1 | 38.67 | Sqm |  |  |  | SSR 20-21
| Back side | 1 | x | 1 | 8.84 | 0 | 3.1 | 27.4 | Sqm |  |  |  | SSR 20-21
| Deduct landing sides | 1 | x | 6 | 1.5 | 0 | 1.5 | -13.5 | Sqm |  |  |  | SSR 20-21
| deduct ventilators | 1 | x | 10 | 0.6 | 0 | 0.45 | -2.7 | Sqm |  |  |  | SSR 20-21
SSR 20-21
[9 empty] | Sqm | 304.66 | SSR 20-21 | 0 | SSR 20-21
13 | Plastering in CM (1:5) 20mm thick single coat including c/c of all materials including all operational, incidental and labour charges such as mixing cement mortar and curing etc complete for finished item of work (APSS 901, 903 & 904) | [11 empty] | SSR 21-22
| Qty.p.47 of M.B.No.441/A/ZP/19 | [11 empty] | SSR 21-22
| left side | 1 | x | 1 | 12.475 | 0 | 3.1 | 38.67 | Sqm |  |  |  | SSR 21-22
| Back side | 1 | x | 1 | 8.84 | 0 | 3.1 | 27.4 | Sqm |  |  |  | SSR 21-22
| Deduct landing sides | 1 | x | 6 | 1.5 | 0 | 1.5 | -13.5 | Sqm |  |  |  | SSR 21-22
| deduct ventilators | 1 | x | 10 | 0.6 | 0 | 0.45 | -2.7 | Sqm |  |  |  | SSR 21-22
SSR 21-22
[9 empty] | Sqm | 323.85 | SSR 21-22 | 0 | SSR 21-22
13 | Plastering in CM (1:5) 20mm thick single coat including c/c of all materials including all operational, incidental and labour charges such as mixing cement mortar and curing etc complete for finished item of work (APSS 901, 903 & 904) | [11 empty] | SSR 22-23
| Qty.p.47 of M.B.No.441/A/ZP/19 | [11 empty] | SSR 22-23
| left side | 1 | x | 1 | 12.475 | 0 | 3.1 | 38.67 | Sqm |  |  |  | SSR 22-23
| Back side | 1 | x | 1 | 8.84 | 0 | 3.1 | 27.4 | Sqm |  |  |  | SSR 22-23
| Deduct landing sides | 1 | x | 6 | 1.5 | 0 | 1.5 | -13.5 | Sqm |  |  |  | SSR 22-23
| deduct ventilators | 1 | x | 10 | 0.6 | 0 | 0.45 | -2.7 | Sqm |  |  |  | SSR 22-23
SSR 22-23
[9 empty] | Sqm | 343.23 | SSR 22-23 | 0 | SSR 22-23
10 | Plastering to brick masonary wall with 12mm thick double coat in CM (1:5) 8 mm thick base coat and CM (1:3) of 4mm thick top coat with dubara sponge finish including c/c of all materials including all operational, incidental and labour charges such as mixing cement mortar and curing etc complete for finished item of work (APSS 901, 903 & 904) | [11 empty] | SSR 19-20
| Qty.p.22 of M.B.No.1186/A/ZP/20 |  | 26.06.2023 | [9 empty] | SSR 19-20
| Staff room | 1 | x | 1 | 11.68 | 0 | 3.1 | 36.21 | Sqm |  |  |  | SSR 19-20
| Digital room | 1 | x | 1 | 12.26 | 0 | 3.1 | 38.01 | Sqm |  |  |  | SSR 19-20
| Sarpanch room | 1 | x | 1 | 12.74 | 0 | 3.1 | 39.49 | Sqm |  |  |  | SSR 19-20
| Carridor two sides | 1 | x | 1 | 11.93 | 0 | 3.1 | 36.98 | Sqm |  |  |  | SSR 19-20
|  | 1 | x | 1 | 9.42 | 0 | 3.1 | 29.2 | Sqm |  |  |  | SSR 19-20
| Front and back side | 1 | x | 2 | 1.8 | 0 | 3.1 | 11.16 | Sqm |  |  |  | SSR 19-20
| meet | 1 | x | 1 | 22.92 | 0 | 3.1 | 71.05 | Sqm |  |  |  | SSR 19-20
| gents tiolet | 1 | x | 1 | 9.46 | 0 | 1 | 9.46 | Sqm |  |  |  | SSR 19-20
| Ladies tiolet | 1 | x | 1 | 6.06 | 0 | 1 | 6.06 | Sqm |  |  |  | SSR 19-20
| Sarpanch tiolet | 1 | x | 1 | 6.06 | 0 | 1 | 6.06 | Sqm |  |  |  | SSR 19-20
| Parapet back side | 1 | x | 1 | 10.7 | 0 | 1.6 | 17.12 | Sqm |  |  |  | SSR 19-20
| At steps below landing | 1 | x | 1 | 2.68 | 0 | 1.2 | 3.22 | Sqm |  |  |  | SSR 19-20
| Side of wall | 1 | x | 1 | 0.85 | 0 | 1.2 | 1.02 | Sqm |  |  |  | SSR 19-20
| above landing | 1 | x | 1 | 2.68 | 0 | 1.2 | 3.22 | Sqm |  |  |  | SSR 19-20
| Side wall | 1 | x | 2 | 0.85 | 0 | 1.2 | 2.04 | Sqm |  |  |  | SSR 19-20
| Deduct opening | 1 | x | 1 | 1.2 | 0 | 1.1 | -1.32 | Sqm |  |  |  | SSR 19-20
| Wall at front side | 1 | x | 1 | 5.27 | 0 | 1.9 | 10.01 | Sqm |  |  |  | SSR 19-20
|  | 1 | x | 2 | 2.5 | 0 | 1.9 | 9.5 | Sqm |  |  |  | SSR 19-20
| Deduct door | 1 | x | 2 | 1.2 | 0 | 2.1 | -5.04 | Sqm |  |  |  | SSR 19-20
| Deduct door | 2 | x | 4 | 1.05 | 0 | 2.1 | -17.64 | Sqm |  |  |  | SSR 19-20
| Deduct door | 1 | x | 3 | 0.75 | 0 | 2.1 | -4.73 | Sqm |  |  |  | SSR 19-20
| Deduct door | 1 | x | 2 | 1.2 | 0 | 2.1 | -5.04 | Sqm |  |  |  | SSR 19-20
| Deduct windows | 1 | x | 7 | 1.5 | 0 | 1.35 | -14.18 | Sqm |  |  |  | SSR 19-20
| deduct ventilators | 1 | x | 12 | 0.6 | 0 | 0.3 | -2.16 | Sqm |  |  |  | SSR 19-20
SSR 19-20
[9 empty] | Sqm | 348.66 | SSR 19-20 | 0 | SSR 19-20
11 | Plastering to brick masonary wall with 12mm thick double coat in CM (1:5) 8 mm thick base coat and CM (1:3) of 4mm thick top coat with dubara sponge finish including c/c of all materials including all operational, incidental and labour charges such as mixing cement mortar and curing etc complete for finished item of work (APSS 901, 903 & 904) | [11 empty] | SSR 20-21
| Qty.p.8 of M.B.No.432/A/ZP/19 | [11 empty] | SSR 20-21
| Meeting Hall | 1 | x | 1 | 17.4 | 0 | 3.175 | 55.25 | Sqm |  |  |  | SSR 20-21
| Deduct door | 1 | x | 2 | 1 | 0 | 2.1 | -4.2 | Sqm |  |  |  | SSR 20-21
| Deduct windows | 1 | x | 2 | 1.4 | 0 | 1.45 | -4.06 | Sqm |  |  |  | SSR 20-21
| deduct ventilators | 1 | x | 2 | 0.6 | 0 | 0.3 | -0.36 | Sqm |  |  |  | SSR 20-21
| Carridor alround | 1 | x | 1 | 21.6 | 0 | 3.175 | 68.58 | Sqm |  |  |  | SSR 20-21
| Deduct door | 1 | x | 1 | 1.2 | 0 | 2.1 | -2.52 | Sqm |  |  |  | SSR 20-21
| Deduct door | 1 | x | 4 | 1 | 0 | 2.1 | -8.4 | Sqm |  |  |  | SSR 20-21
| Deduct door | 1 | x | 2 | 0.75 | 0 | 2.1 | -3.15 | Sqm |  |  |  | SSR 20-21
| Deduct windows | 1 | x | 1 | 1.4 | 0 | 1.45 | -2.03 | Sqm |  |  |  | SSR 20-21
| deduct ventilators | 1 | x | 1 | 0.6 | 0 | 0.3 | -0.18 | Sqm |  |  |  | SSR 20-21
| Sarpanch room alround | 1 | x | 1 | 13.1 | 0 | 3.175 | 41.59 | Sqm |  |  |  | SSR 20-21
| Deduct door | 1 | x | 1 | 1 | 0 | 2.1 | -2.1 | Sqm |  |  |  | SSR 20-21
| Deduct windows | 1 | x | 2 | 1.4 | 0 | 1.45 | -4.06 | Sqm |  |  |  | SSR 20-21
| deduct ventilators | 1 | x | 1 | 0.6 | 0 | 0.3 | -0.18 | Sqm |  |  |  | SSR 20-21
| Digital store room alround | 1 | x | 1 | 11.9 | 0 | 3.175 | 37.78 | Sqm |  |  |  | SSR 20-21
| Deduct door | 1 | x | 1 | 1 | 0 | 2.1 | -2.1 | Sqm |  |  |  | SSR 20-21
| Deduct windows | 1 | x | 1 | 1.4 | 0 | 1.45 | -2.03 | Sqm |  |  |  | SSR 20-21
| deduct ventilators | 1 | x | 1 | 0.6 | 0 | 0.3 | -0.18 | Sqm |  |  |  | SSR 20-21
| Staff room alround | 1 | x | 1 | 12 | 0 | 3.175 | 38.1 | Sqm |  |  |  | SSR 20-21
| Deduct door | 1 | x | 1 | 1 | 0 | 2.1 | -2.1 | Sqm |  |  |  | SSR 20-21
| Deduct windows | 1 | x | 1 | 1.4 | 0 | 1.45 | -2.03 | Sqm |  |  |  | SSR 20-21
| deduct ventilators | 1 | x | 1 | 0.6 | 0 | 0.3 | -0.18 | Sqm |  |  |  | SSR 20-21
| Tiolet - Sarpanch | 1 | x | 1 | 6.02 | 0 | 3.175 | 19.11 | Sqm |  |  |  | SSR 20-21
| Ladies tiolet | 1 | x | 1 | 6.14 | 0 | 3.175 | 19.49 | Sqm |  |  |  | SSR 20-21
| Combined bath room | 1 | x | 1 | 6.14 | 0 | 3.175 | 19.49 | Sqm |  |  |  | SSR 20-21
|  | 1 | x | 1 | 6.02 | 0 | 3.175 | 19.11 | Sqm |  |  |  | SSR 20-21
| Deduct door | 1 | x | 4 | 0.75 | 0 | 2.1 | -6.3 | Sqm |  |  |  | SSR 20-21
| deduct ventilators | 1 | x | 3 | 0.3 | 0 | 0.3 | -0.27 | Sqm |  |  |  | SSR 20-21
| B1-B3 | 1 | x | 1 | 8.3 | 0 | 3.175 | 26.35 | Sqm |  |  |  | SSR 20-21
| Deduct door | 1 | x | 2 | 1.2 | 0 | 2.1 | -5.04 | Sqm |  |  |  | SSR 20-21
| A1-A2 | 1 | x | 1 | 3.62 | 0 | 3.175 | 11.49 | Sqm |  |  |  | SSR 20-21
| Visitors room wall inside | 1 | x | 1 | 4.83 | 0 | 0.9 | 4.35 | Sqm |  |  |  | SSR 20-21
|  | 1 | x | 1 | 2.66 | 0 | 0.9 | 2.39 | Sqm |  |  |  | SSR 20-21
| Deduct door | 1 | x | 1 | 1.2 | 0 | 0.9 | -1.08 | Sqm |  |  |  | SSR 20-21
| Staircase portion A1-B1 upto MLB | 1 | x | 1 | 2.72 | 0 | 1.5 | 4.08 | Sqm |  |  |  | SSR 20-21
| Deduct opening for elevation | 1 | x | 1 | 1.27 | 0 | 1.5 | -1.91 | Sqm |  |  |  | SSR 20-21
| A1-A1 & B1-B1 | 1 | x | 2 | 0.77 | 0 | 1.2 | 1.85 | Sqm |  |  |  | SSR 20-21
| Above MLB A1-B1 | 1 | x | 1 | 2.72 | 0 | 1.65 | 4.49 | Sqm |  |  |  | SSR 20-21
| A1-A1 & B1-B1 | 1 | x | 2 | 0.77 | 0 | 1.65 | 2.54 | Sqm |  |  |  | SSR 20-21
| Deduct opening for elevation | 1 | x | 1 | 1.27 | 0 | 1.2 | -1.52 | Sqm |  |  |  | SSR 20-21
| Opening portion sides doors | 1 | x | 3 | 5.4 | 0.115 | 0 | 1.86 | Sqm |  |  |  | SSR 20-21
|  | 1 | x | 3 | 5.2 | 0.115 | 0 | 1.79 | Sqm |  |  |  | SSR 20-21
| Tiolet doors | 1 | x | 3 | 4.95 | 0.115 | 0 | 1.71 | Sqm |  |  |  | SSR 20-21
|  | 1 | x | 1 | 4.95 | 0.23 | 0 | 1.14 | Sqm |  |  |  | SSR 20-21
| Windows opening sides | 1 | x | 7 | 5.7 | 0.23 | 0 | 9.18 | Sqm |  |  |  | SSR 20-21
| Ventilators sides | 1 | x | 6 | 1.8 | 0.23 | 0 | 2.48 | Sqm |  |  |  | SSR 20-21
| tiolet ventilators sides | 1 | x | 3 | 1.2 | 0.23 | 0 | 0.83 | Sqm |  |  |  | SSR 20-21
| Elevation Glass fitting sides | 1 | x | 1 | 5.5 | 0.23 | 0 | 1.27 | Sqm |  |  |  | SSR 20-21
|  | 1 | x | 1 | 4.9 | 0.23 | 0 | 1.13 | Sqm |  |  |  | SSR 20-21
SSR 20-21
[9 empty] | Sqm | 376.98 | SSR 20-21 | 0 | SSR 20-21
12 | Plastering to brick masonary wall with 12mm thick double coat in CM (1:5) 8 mm thick base coat and CM (1:3) of 4mm thick top coat with dubara sponge finish including c/c of all materials including all operational, incidental and labour charges such as mixing cement mortar and curing etc complete for finished item of work (APSS 901, 903 & 904) | [11 empty] | SSR 21-22
| Qty.p.16 of M.B.No.441/A/ZP/19 | [11 empty] | SSR 21-22
| sapranch room | 1 | x | 1 | 13.38 | 0 | 3.12 | 41.75 | Sqm |  |  |  | SSR 21-22
| Staircase opening | 1 | x | 1 | 1.5 | 0 | 1.35 | -2.03 | Sqm |  |  |  | SSR 21-22
| Staircase portion | 1 | x | 1 | 2.7 | 0 | 0.15 | -0.41 | Sqm |  |  |  | SSR 21-22
SSR 21-22
[9 empty] | Sqm | 400.13 | SSR 21-22 | 0 | SSR 21-22
12 | Plastering to brick masonary wall with 12mm thick double coat in CM (1:5) 8 mm thick base coat and CM (1:3) of 4mm thick top coat with dubara sponge finish including c/c of all materials including all operational, incidental and labour charges such as mixing cement mortar and curing etc complete for finished item of work (APSS 901, 903 & 904) | [11 empty] | SSR 22-23
| Qty.p.22 of M.B.No.1186/A/ZP/20 | [11 empty] | SSR 22-23
|  | 1 | x | 1 | 11.68 | 0 | 3.1 | 36.21 | Sqm |  |  |  | SSR 22-23
|  | 1 | x | 1 | 12.26 | 0 | 3.1 | 38.01 | Sqm |  |  |  | SSR 22-23
|  | 1 | x | 1 | 12.74 | 0 | 3.1 | 39.49 | Sqm |  |  |  | SSR 22-23
|  | 1 | x | 1 | 11.93 | 0 | 3.1 | 36.98 | Sqm |  |  |  | SSR 22-23
|  | 1 | x | 1 | 9.42 | 0 | 3.1 | 29.2 | Sqm |  |  |  | SSR 22-23
|  | 1 | x | 2 | 1.8 | 0 | 3.1 | 11.16 | Sqm |  |  |  | SSR 22-23
|  | 1 | x | 1 | 22.92 | 0 | 3.1 | 71.05 | Sqm |  |  |  | SSR 22-23
|  | 1 | x | 1 | 9.46 | 0 | 1 | 9.46 | Sqm |  |  |  | SSR 22-23
|  | 1 | x | 1 | 6.06 | 0 | 1 | 6.06 | Sqm |  |  |  | SSR 22-23
|  | 1 | x | 1 | 6.06 | 0 | 1 | 6.06 | Sqm |  |  |  | SSR 22-23
|  | 1 | x | 1 | 10.7 | 0 | 1.6 | 17.12 | Sqm |  |  |  | SSR 22-23
|  | 1 | x | 1 | 2.68 | 0 | 1.2 | 3.22 | Sqm |  |  |  | SSR 22-23
|  | 1 | x | 1 | 0.85 | 0 | 1.2 | 1.02 | Sqm |  |  |  | SSR 22-23
|  | 1 | x | 1 | 2.68 | 0 | 1.2 | 3.22 | Sqm |  |  |  | SSR 22-23
|  | 1 | x | 2 | 0.85 | 0 | 1.2 | 2.04 | Sqm |  |  |  | SSR 22-23
|  | 1 | x | 1 | 1.2 | 0 | 1.1 | -1.32 | Sqm |  |  |  | SSR 22-23
|  | 1 | x | 1 | 5.27 | 0 | 1.9 | 10.01 | Sqm |  |  |  | SSR 22-23
|  | 1 | x | 2 | 2.5 | 0 | 1.9 | 9.5 | Sqm |  |  |  | SSR 22-23
|  | 1 | x | 2 | 1.2 | 0 | 2.1 | -5.04 | Sqm |  |  |  | SSR 22-23
|  | 2 | x | 4 | 1.05 | 0 | 2.1 | -17.64 | Sqm |  |  |  | SSR 22-23
|  | 1 | x | 3 | 0.75 | 0 | 2.1 | -4.73 | Sqm |  |  |  | SSR 22-23
|  | 1 | x | 2 | 1.2 | 0 | 2.1 | -5.04 | Sqm |  |  |  | SSR 22-23
|  | 1 | x | 7 | 1.5 | 0 | 1.35 | -14.18 | Sqm |  |  |  | SSR 22-23
|  | 1 | x | 12 | 0.6 | 0 | 0.3 | -2.16 | Sqm |  |  |  | SSR 22-23
SSR 22-23
[9 empty] | Sqm | 425.82 | SSR 22-23 | 0 | SSR 22-23
11 | Plastering to brick masonary wall with 20mm thick double coat in CM (1:6) 16 mm thick base coat and CM (1:4) of 4mm thick top coat with dubara sponge finish including c/c of all materials including all operational, incidental and labour charges such as mixing cement mortar and curing etc complete for finished item of work (APSS 901, 903 & 904) | [11 empty] | SSR 19-20
| Qty.p.24 of M.B.No.1186/A/ZP/20 |  | 26.06.2023 | [9 empty] | SSR 19-20
| Two side wall | 1 | x | 2 | 12.47 | 0 | 3.2 | 79.81 | Sqm |  |  |  | SSR 19-20
| Back wall | 1 | x | 1 | 8.84 | 0 | 3.2 | 28.29 | Sqm |  |  |  | SSR 19-20
| fRont wall | 1 | x | 1 | 8.84 | 0 | 3.2 | 28.29 | Sqm |  |  |  | SSR 19-20
SSR 19-20
[9 empty] | Sqm | 362.01 | SSR 19-20 | 0 | SSR 19-20
12 | Plastering to brick masonary wall with 20mm thick double coat in CM (1:6) 16 mm thick base coat and CM (1:4) of 4mm thick top coat with dubara sponge finish including c/c of all materials including all operational, incidental and labour charges such as mixing cement mortar and curing etc complete for finished item of work (APSS 901, 903 & 904) | [11 empty] | SSR 20-21
| Qty.p.12 of M.B.No.432/A/ZP/19 | [11 empty] | SSR 20-21
| west side | 1 | x | 1 | 8.84 | 0 | 3.175 | 28.07 | Sqm |  |  |  | SSR 20-21
| North side | 1 | x | 1 | 9.52 | 0 | 3.175 | 30.23 | Sqm |  |  |  | SSR 20-21
| Visitors walls | 1 | x | 1 | 2.66 | 0 | 0.9 | 2.39 | Sqm |  |  |  | SSR 20-21
|  | 1 | x | 1 | 4.83 | 0 | 0.9 | 4.35 | Sqm |  |  |  | SSR 20-21
| Deduct door | 1 | x | 1 | 1.2 | 0 | 0.9 | -1.08 | Sqm |  |  |  | SSR 20-21
| East side | 1 | x | 1 | 3.62 | 0 | 3.175 | 11.49 | Sqm |  |  |  | SSR 20-21
| South side | 1 | x | 1 | 9.52 | 0 | 3.175 | 30.23 | Sqm |  |  |  | SSR 20-21
| South side Staircase portion | 1 | x | 1 | 5.18 | 0 | 3.3 | 17.09 | Sqm |  |  |  | SSR 20-21
| Deduct door | 1 | x | 1 | 0.75 | 0 | 2.1 | -1.58 | Sqm |  |  |  | SSR 20-21
| Deduct windows | 1 | x | 7 | 1.4 | 0 | 1.45 | -14.21 | Sqm |  |  |  | SSR 20-21
| deduct ventilators | 1 | x | 6 | 0.6 | 0 | 0.3 | -1.08 | Sqm |  |  |  | SSR 20-21
| deduct ventilators | 1 | x | 3 | 0.3 | 0 | 0.3 | -0.27 | Sqm |  |  |  | SSR 20-21
| Deduct Staircase elevation opening | 1 | x | 1 | 1.27 | 0 | 1.5 | -1.91 | Sqm |  |  |  | SSR 20-21
|  | 1 | x | 1 | 1.27 | 0 | 1.2 | -1.52 | Sqm |  |  |  | SSR 20-21
| Slab edges | 1 | x | 1 | 7.05 | 0 | 0.125 | 0.88 | Sqm |  |  |  | SSR 20-21
|  | 1 | x | 1 | 10.14 | 0 | 0.125 | 1.27 | Sqm |  |  |  | SSR 20-21
|  | 1 | x | 1 | 14.52 | 0 | 0.125 | 1.82 | Sqm |  |  |  | SSR 20-21
|  | 1 | x | 1 | 10.29 | 0 | 0.125 | 1.29 | Sqm |  |  |  | SSR 20-21
| Qty.p.13 of M.B.No.432/A/ZP/19 | [11 empty] | SSR 20-21
| Parapet wall | 1 | x | 2 | 10.3 | 0 | 0.6 | 12.36 | Sqm |  |  |  | SSR 20-21
|  | 1 | x | 2 | 24 | 0 | 0.9 | 43.2 | Sqm |  |  |  | SSR 20-21
SSR 20-21
[9 empty] | Sqm | 390.9 | SSR 20-21 | 0 | SSR 20-21
13 | Plastering to brick masonary wall with 20mm thick double coat in CM (1:6) 16 mm thick base coat and CM (1:4) of 4mm thick top coat with dubara sponge finish including c/c of all materials including all operational, incidental and labour charges such as mixing cement mortar and curing etc complete for finished item of work (APSS 901, 903 & 904) | [11 empty] | SSR 21-22
| Qty.p.20 of M.B.No.441/A/ZP/19 | [11 empty] | SSR 21-22
| left side | 1 | x | 1 | 12.48 | 0 | 3.12 | 38.94 | Sqm |  |  |  | SSR 21-22
| Deduct door | 1 | x | 1 | 1.2 | 0 | 2.13 | -2.56 | Sqm |  |  |  | SSR 21-22
| deduct tiolet door | 1 | x | 2 | 0.68 | 0 | 1.88 | -2.56 | Sqm |  |  |  | SSR 21-22
SSR 21-22
[9 empty] | Sqm | 415.44 | SSR 21-22 | 0 | SSR 21-22
11 | Plastering to brick masonary wall with 20mm thick double coat in CM (1:6) 16 mm thick base coat and CM (1:4) of 4mm thick top coat with dubara sponge finish including c/c of all materials including all operational, incidental and labour charges such as mixing cement mortar and curing etc complete for finished item of work (APSS 901, 903 & 904) | [11 empty] | SSR 22-23
| Qty.p.24 of M.B.No.1186/A/ZP/20 |  | 26.06.2023 | [9 empty] | SSR 22-23
| Two side wall | 1 | x | 2 | 12.47 | 0 | 3.2 | 79.81 | Sqm |  |  |  | SSR 22-23
| Back wall | 1 | x | 1 | 8.84 | 0 | 3.2 | 28.29 | Sqm |  |  |  | SSR 22-23
| fRont wall | 1 | x | 1 | 8.84 | 0 | 3.2 | 28.29 | Sqm |  |  |  | SSR 22-23
SSR 22-23
[9 empty] | Sqm | 441.63 | SSR 22-23 | 0 | SSR 22-23
12 | Plain Cement Concrete M25 Nominal mix (Cement: Sand: Metal) corresponding Table 9 of IS 456 using 20mm size graded machine crushed hard granite metal from approved quarry including c/c of all materials like Cement, Sand, coarse aggregate, water etc to site, all marerials including labour charges such as machine mixing, laying concrete, curing etc complete but excluding cost of steel and its fabrication charges for finished item of work for Steps | [11 empty] | SSR 19-20
| Qty.p.77 of M.B.No.441/A/ZP/19 | [11 empty] | SSR 19-20
| 3rd landing step | 10 | x | 0.5 | 1.2 | 0.17 | 0.12 | 0.12 | Cum |  |  |  | SSR 19-20
|  | 1 | x | 1 | 1.2 | 0.45 | 0.12 | 0.06 | Cum |  |  |  | SSR 19-20
| 4th landing steps | 11 | x | 0.5 | 1.2 | 0.17 | 0.12 | 0.13 | Cum |  |  |  | SSR 19-20
SSR 19-20
[9 empty] | Cum | 5049.21 | SSR 19-20 | 0 | SSR 19-20
12 | Plain Cement Concrete M25 Nominal mix (Cement: Sand: Metal) corresponding Table 9 of IS 456 using 20mm size graded machine crushed hard granite metal from approved quarry including c/c of all materials like Cement, Sand, coarse aggregate, water etc to site, all marerials including labour charges such as machine mixing, laying concrete, curing etc complete but excluding cost of steel and its fabrication charges for finished item of work for Steps | [11 empty] | SSR 20-21
| Qty.p.77 of M.B.No.441/A/ZP/19 | [11 empty] | SSR 20-21
| 3rd landing step | 10 | x | 0.5 | 1.2 | 0.17 | 0.12 | 0.12 | Cum |  |  |  | SSR 20-21
|  | 1 | x | 1 | 1.2 | 0.45 | 0.12 | 0.06 | Cum |  |  |  | SSR 20-21
| 4th landing steps | 11 | x | 0.5 | 1.2 | 0.17 | 0.12 | 0.13 | Cum |  |  |  | SSR 20-21
SSR 20-21
[9 empty] | Cum | 5224.62 | SSR 20-21 | 0 | SSR 20-21
12 | Plain Cement Concrete M25 Nominal mix (Cement: Sand: Metal) corresponding Table 9 of IS 456 using 20mm size graded machine crushed hard granite metal from approved quarry including c/c of all materials like Cement, Sand, coarse aggregate, water etc to site, all marerials including labour charges such as machine mixing, laying concrete, curing etc complete but excluding cost of steel and its fabrication charges for finished item of work for Steps | [11 empty] | SSR 21-22
| Qty.p.77 of M.B.No.441/A/ZP/19 | [11 empty] | SSR 21-22
| 3rd landing step | 10 | x | 0.5 | 1.2 | 0.17 | 0.12 | 0.12 | Cum |  |  |  | SSR 21-22
|  | 1 | x | 1 | 1.2 | 0.45 | 0.12 | 0.06 | Cum |  |  |  | SSR 21-22
| 4th landing steps | 11 | x | 0.5 | 1.2 | 0.17 | 0.12 | 0.13 | Cum |  |  |  | SSR 21-22
SSR 21-22
[9 empty] | Cum | 5464.2 | SSR 21-22 | 0 | SSR 21-22
12 | Plain Cement Concrete M25 Nominal mix (Cement: Sand: Metal) corresponding Table 9 of IS 456 using 20mm size graded machine crushed hard granite metal from approved quarry including c/c of all materials like Cement, Sand, coarse aggregate, water etc to site, all marerials including labour charges such as machine mixing, laying concrete, curing etc complete but excluding cost of steel and its fabrication charges for finished item of work for Steps | [11 empty] | SSR 22-23
| Qty.p.77 of M.B.No.441/A/ZP/19 | [11 empty] | SSR 22-23
| 3rd landing step | 10 | x | 0.5 | 1.2 | 0.17 | 0.12 | 0.12 | Cum |  |  |  | SSR 22-23
|  | 1 | x | 1 | 1.2 | 0.45 | 0.12 | 0.06 | Cum |  |  |  | SSR 22-23
| 4th landing steps | 11 | x | 0.5 | 1.2 | 0.17 | 0.12 | 0.13 | Cum |  |  |  | SSR 22-23
SSR 22-23
[9 empty] | Cum | 5722.81 | SSR 22-23 | 0 | SSR 22-23
14 | Flooring with Porcelain Vitrified tiles stain free double charged of 1st quality and of size not less than 600X600X8mm thickness glossy finish premium colours, set over base coat of CM (1:8), 12mm thick over already laid CC bed / RCC Roof slab, including neat Cement slurry of honey like consistency spread @ 3.30 Kgs per Sqm & jointed with neat white Cement paste to full depth mixed with pigment of matching shade including c/c of all materials like Cement, Sand and Water and tiles etc complete including labour charges etc complete for finished item of work | [11 empty] | SSR 19-20
| Qty.p.42 of M.B.No.441/A/ZP/19 | [11 empty] | SSR 19-20
| Sarpanch room | 1 | x | 1 | 3.35 | 3.34 | 0 | 11.19 | Sqm |  |  |  | SSR 19-20
| EA room | 1 | x | 1 | 2.75 | 3.34 | 0 | 9.19 | Sqm |  |  |  | SSR 19-20
| surveyor room | 1 | x | 1 | 2.78 | 3.33 | 0 | 9.26 | Sqm |  |  |  | SSR 19-20
SSR 19-20
[9 empty] | Sqm | 1020.01 | SSR 19-20 | 0 | SSR 19-20
13 | Flooring with Porcelain Vitrified tiles stain free double charged of 1st quality and of size not less than 600X600X8mm thickness glossy finish premium colours, set over base coat of CM (1:8), 12mm thick over already laid CC bed / RCC Roof slab, including neat Cement slurry of honey like consistency spread @ 3.30 Kgs per Sqm & jointed with neat white Cement paste to full depth mixed with pigment of matching shade including c/c of all materials like Cement, Sand and Water and tiles etc complete including labour charges etc complete for finished item of work | [11 empty] | SSR 20-21
| Qty.p.26 of M.B.No.432/A/ZP/19 | [11 empty] | SSR 20-21
| Meeting Hall | 1 | x | 1 | 5.6 | 3 | 0 | 16.8 | Sqm |  |  |  | SSR 20-21
| Carridor | 1 | x | 1 | 8.9 | 1.7 | 0 | 15.13 | Sqm |  |  |  | SSR 20-21
| Sarpanch room | 1 | x | 1 | 3.2 | 3.3 | 0 | 10.56 | Sqm |  |  |  | SSR 20-21
| Digital store | 1 | x | 1 | 3.2 | 2.7 | 0 | 8.64 | Sqm |  |  |  | SSR 20-21
| staff room | 1 | x | 1 | 3.2 | 2.7 | 0 | 8.64 | Sqm |  |  |  | SSR 20-21
| Visitors waiting hall | 1 | x | 1 | 4.9 | 2.6 | 0 | 12.74 | Sqm |  |  |  | SSR 20-21
SSR 20-21
[9 empty] | Sqm | 1051.09 | SSR 20-21 | 0 | SSR 20-21
14 | Flooring with Porcelain Vitrified tiles stain free double charged of 1st quality and of size not less than 600X600X8mm thickness glossy finish premium colours, set over base coat of CM (1:8), 12mm thick over already laid CC bed / RCC Roof slab, including neat Cement slurry of honey like consistency spread @ 3.30 Kgs per Sqm & jointed with neat white Cement paste to full depth mixed with pigment of matching shade including c/c of all materials like Cement, Sand and Water and tiles etc complete including labour charges etc complete for finished item of work | [11 empty] | SSR 21-22
| Qty.p.42 of M.B.No.441/A/ZP/19 | [11 empty] | SSR 21-22
| Sarpanch room | 1 | x | 1 | 3.35 | 3.34 | 0 | 11.19 | Sqm |  |  |  | SSR 21-22
| EA room | 1 | x | 1 | 2.75 | 3.34 | 0 | 9.19 | Sqm |  |  |  | SSR 21-22
| surveyor room | 1 | x | 1 | 2.78 | 3.33 | 0 | 9.26 | Sqm |  |  |  | SSR 21-22
SSR 21-22
[9 empty] | Sqm | 1074.81 | SSR 21-22 | 0 | SSR 21-22
14 | Flooring with Porcelain Vitrified tiles stain free double charged of 1st quality and of size not less than 600X600X8mm thickness glossy finish premium colours, set over base coat of CM (1:8), 12mm thick over already laid CC bed / RCC Roof slab, including neat Cement slurry of honey like consistency spread @ 3.30 Kgs per Sqm & jointed with neat white Cement paste to full depth mixed with pigment of matching shade including c/c of all materials like Cement, Sand and Water and tiles etc complete including labour charges etc complete for finished item of work | [11 empty] | SSR 22-23
| Qty.p.42 of M.B.No.441/A/ZP/19 | [11 empty] | SSR 22-23
| Sarpanch room | 1 | x | 1 | 3.35 | 3.34 | 0 | 11.19 | Sqm |  |  |  | SSR 22-23
| EA room | 1 | x | 1 | 2.75 | 3.34 | 0 | 9.19 | Sqm |  |  |  | SSR 22-23
| surveyor room | 1 | x | 1 | 2.78 | 3.33 | 0 | 9.26 | Sqm |  |  |  | SSR 22-23
SSR 22-23
[9 empty] | Sqm | 1103.39 | SSR 22-23 | 0 | SSR 22-23
15 | Providing Skirting to internal walls to 15cm height / risers of steps with Porcelain Vitrified tiles length equal to flooring stones, set over base coat of CM (1:5) 12mm thick with Cement slurry of honey like consistency spread @ 3.30 Kgs per Sqm & jointed with white Cement paste mixed with pigment of matching shade to full depth, including c/c of materials like Cement, Sand and Water and tiles etc complete for finished item of work | [11 empty] | SSR 19-20
| Qty.p.43 of M.B.No.441/A/ZP/19 | [11 empty] | SSR 19-20
| Sarpanch room | 1 | x | 1 | 12.33 | 0 | 0.1 | 1.23 | Sqm |  |  |  | SSR 19-20
| EA room | 1 | x | 1 | 11.33 | 0 | 0.1 | 1.13 | Sqm |  |  |  | SSR 19-20
| Front verandah | 1 | x | 1 | 14.8 | 0 | 0.1 | 1.48 | Sqm |  |  |  | SSR 19-20
SSR 19-20
[9 empty] | Sqm | 1015.94 | SSR 19-20 | 0 | SSR 19-20
14 | Providing Skirting to internal walls to 15cm height / risers of steps with Porcelain Vitrified tiles length equal to flooring stones, set over base coat of CM (1:5) 12mm thick with Cement slurry of honey like consistency spread @ 3.30 Kgs per Sqm & jointed with white Cement paste mixed with pigment of matching shade to full depth, including c/c of materials like Cement, Sand and Water and tiles etc complete for finished item of work | [11 empty] | SSR 20-21
| Qty.p.29 of M.B.No.432/A/ZP/19 | [11 empty] | SSR 20-21
| Meeting Hall | 1 | x | 1 | 17.2 | 0 | 0.1 | 1.72 | Sqm |  |  |  | SSR 20-21
| Deduct door | 1 | x | 2 | 1.2 | 0 | 0.1 | -0.24 | Sqm |  |  |  | SSR 20-21
| Sarpanch room | 1 | x | 1 | 13 | 0 | 0.1 | 1.3 | Sqm |  |  |  | SSR 20-21
| Digital store | 1 | x | 1 | 11.8 | 0 | 0.1 | 1.18 | Sqm |  |  |  | SSR 20-21
| Staff room | 1 | x | 1 | 11.8 | 0 | 0.1 | 1.18 | Sqm |  |  |  | SSR 20-21
| Deduct door | 1 | x | 3 | 1.05 | 0 | 0.1 | -0.32 | Sqm |  |  |  | SSR 20-21
| Visitors waiting hall | 1 | x | 1 | 15 | 0 | 0.1 | 1.5 | Sqm |  |  |  | SSR 20-21
| Deduct door | 1 | x | 2 | 1.3 | 0 | 0.1 | -0.26 | Sqm |  |  |  | SSR 20-21
| Deduct door | 1 | x | 1 | 1.05 | 0 | 0.1 | -0.11 | Sqm |  |  |  | SSR 20-21
| Staircase portion | 1 | x | 1 | 2.6 | 0 | 0.1 | -0.26 | Sqm |  |  |  | SSR 20-21
| Carridor alround | 1 | x | 1 | 21.2 | 0 | 0.1 | 2.12 | Sqm |  |  |  | SSR 20-21
| Deduct door | 1 | x | 3 | 1.05 | 0 | 0.1 | -0.32 | Sqm |  |  |  | SSR 20-21
| Deduct door | 1 | x | 1 | 1.3 | 0 | 0.1 | -0.13 | Sqm |  |  |  | SSR 20-21
| Deduct door | 1 | x | 1 | 1.2 | 0 | 0.1 | -0.12 | Sqm |  |  |  | SSR 20-21
SSR 20-21
[9 empty] | Sqm | 1046.76 | SSR 20-21 | 0 | SSR 20-21
15 | Providing Skirting to internal walls to 15cm height / risers of steps with Porcelain Vitrified tiles length equal to flooring stones, set over base coat of CM (1:5) 12mm thick with Cement slurry of honey like consistency spread @ 3.30 Kgs per Sqm & jointed with white Cement paste mixed with pigment of matching shade to full depth, including c/c of materials like Cement, Sand and Water and tiles etc complete for finished item of work | [11 empty] | SSR 21-22
| Qty.p.43 of M.B.No.441/A/ZP/19 | [11 empty] | SSR 21-22
| Sarpanch room | 1 | x | 1 | 12.33 | 0 | 0.1 | 1.23 | Sqm |  |  |  | SSR 21-22
| EA room | 1 | x | 1 | 11.33 | 0 | 0.1 | 1.13 | Sqm |  |  |  | SSR 21-22
| Front verandah | 1 | x | 1 | 14.8 | 0 | 0.1 | 1.48 | Sqm |  |  |  | SSR 21-22
SSR 21-22
[9 empty] | Sqm | 1069.87 | SSR 21-22 | 0 | SSR 21-22
15 | Providing Skirting to internal walls to 15cm height / risers of steps with Porcelain Vitrified tiles length equal to flooring stones, set over base coat of CM (1:5) 12mm thick with Cement slurry of honey like consistency spread @ 3.30 Kgs per Sqm & jointed with white Cement paste mixed with pigment of matching shade to full depth, including c/c of materials like Cement, Sand and Water and tiles etc complete for finished item of work | [11 empty] | SSR 22-23
| Qty.p.43 of M.B.No.441/A/ZP/19 | [11 empty] | SSR 22-23
| Sarpanch room | 1 | x | 1 | 12.33 | 0 | 0.1 | 1.23 | Sqm |  |  |  | SSR 22-23
| EA room | 1 | x | 1 | 11.33 | 0 | 0.1 | 1.13 | Sqm |  |  |  | SSR 22-23
| Front verandah | 1 | x | 1 | 14.8 | 0 | 0.1 | 1.48 | Sqm |  |  |  | SSR 22-23
SSR 22-23
[9 empty] | Sqm | 1098.05 | SSR 22-23 | 0 | SSR 22-23
16 | Flooring with high polished granite 16 to 18 mm mm thick slabs other than black set over base coat of cement mortar (1:8), 20 mm thick over CC bed already laid or RCC roof slab, including neat cement slurry of honey like consistency spread @ 3.3.kgs per sqm & jointed neatly with white cement paste mixed with pigment of matching shade to full depth, including cost of all materials like cement, sand water and tilesetc., complete, including seigniorage charges, labour charges for dressing of tilesetc., complete for finished item of work, but excluding the cost of conveyance of all materials | [11 empty] | SSR 19-20
| Qty.p.45 of M.B.No.441/A/ZP/19 | [11 empty] | SSR 19-20
| 1st flight steps | 1 | x | 11 | 1.35 | 0.3 | 0 | 4.46 | Sqm |  |  |  | SSR 19-20
|  | 1 | x | 1 | 1.3 | 0.3 | 0 | 0.39 | Sqm |  |  |  | SSR 19-20
| 2nd flight steps | 1 | x | 11 | 1.32 | 0.3 | 0 | 4.36 | Sqm |  |  |  | SSR 19-20
SSR 19-20
[9 empty] | Sqm | 2881.3 | SSR 19-20 | 0 | SSR 19-20
15 | Flooring with high polished granite 16 to 18 mm mm thick slabs other than black set over base coat of cement mortar (1:8), 20 mm thick over CC bed already laid or RCC roof slab, including neat cement slurry of honey like consistency spread @ 3.3.kgs per sqm & jointed neatly with white cement paste mixed with pigment of matching shade to full depth, including cost of all materials like cement, sand water and tilesetc., complete, including seigniorage charges, labour charges for dressing of tilesetc., complete for finished item of work, but excluding the cost of conveyance of all materials | [11 empty] | SSR 20-21
| Qty.p.20 of M.B.No.113/A/ZP/20 | [11 empty] | SSR 20-21
| 3rd flight steps | 1 | x | 11 | 1.3 | 0.3 | 0 | 4.29 | Sqm |  |  |  | SSR 20-21
|  | 1 | x | 1 | 1.3 | 0.37 | 0 | 0.48 | Sqm |  |  |  | SSR 20-21
| landing | 1 | x | 1 | 2.95 | 0.86 | 0 | 2.54 | Sqm |  |  |  | SSR 20-21
| 4th flight steps | 1 | x | 11 | 1.3 | 0.3 | 0 | 4.29 | Sqm |  |  |  | SSR 20-21
SSR 20-21
[9 empty] | Sqm | 2944.91 | SSR 20-21 | 0 | SSR 20-21
16 | Flooring with high polished granite 16 to 18 mm mm thick slabs other than black set over base coat of cement mortar (1:8), 20 mm thick over CC bed already laid or RCC roof slab, including neat cement slurry of honey like consistency spread @ 3.3.kgs per sqm & jointed neatly with white cement paste mixed with pigment of matching shade to full depth, including cost of all materials like cement, sand water and tilesetc., complete, including seigniorage charges, labour charges for dressing of tilesetc., complete for finished item of work, but excluding the cost of conveyance of all materials | [11 empty] | SSR 21-22
| Qty.p.45 of M.B.No.441/A/ZP/19 | [11 empty] | SSR 21-22
| 1st flight steps | 1 | x | 11 | 1.35 | 0.3 | 0 | 4.46 | Sqm |  |  |  | SSR 21-22
|  | 1 | x | 1 | 1.3 | 0.3 | 0 | 0.39 | Sqm |  |  |  | SSR 21-22
| 2nd flight steps | 1 | x | 11 | 1.32 | 0.3 | 0 | 4.36 | Sqm |  |  |  | SSR 21-22
SSR 21-22
[9 empty] | Sqm | 3004.62 | SSR 21-22 | 0 | SSR 21-22
12 | Flooring with high polished granite 16 to 18 mm mm thick slabs other than black set over base coat of cement mortar (1:8), 20 mm thick over CC bed already laid or RCC roof slab, including neat cement slurry of honey like consistency spread @ 3.3.kgs per sqm & jointed neatly with white cement paste mixed with pigment of matching shade to full depth, including cost of all materials like cement, sand water and tilesetc., complete, including seigniorage charges, labour charges for dressing of tilesetc., complete for finished item of work, but excluding the cost of conveyance of all materials | [11 empty] | SSR 22-23
| Qty.p.32 of M.B.No.1186/A/ZP/20 |  | 10.07.2023 | [9 empty] | SSR 22-23
| Staff room | 1 | x | 1 | 3.35 | 2.49 | 0 | 8.34 | Sqm |  |  |  | SSR 22-23
| Digital store | 1 | x | 1 | 3.35 | 2.88 | 0 | 9.65 | Sqm |  |  |  | SSR 22-23
| Sarpanch room | 1 | x | 1 | 3.35 | 3.12 | 0 | 10.45 | Sqm |  |  |  | SSR 22-23
| carridor | 1 | x | 1 | 1.8 | 11.93 | 0 | 21.47 | Sqm |  |  |  | SSR 22-23
| Meeting Hall | 1 | x | 1 | 3 | 8.45 | 0 | 25.35 | Sqm |  |  |  | SSR 22-23
| Open area front side | 1 | x | 1 | 5.25 | 2.5 | 0 | 13.13 | Sqm |  |  |  | SSR 22-23
| Open area back side | 1 | x | 1 | 9.15 | 0.75 | 0 | 6.86 | Sqm |  |  |  | SSR 22-23
| steps 3rd flight | 1 | x | 9 | 1.25 | 0.3 | 0 | 3.38 | Sqm |  |  |  | SSR 22-23
|  | 1 | x | 1 | 1.25 | 0.45 | 0 | 0.56 | Sqm |  |  |  | SSR 22-23
| landing | 1 | x | 1 | 2.95 | 1.25 | 0 | 3.69 | Sqm |  |  |  | SSR 22-23
| Deduction | 1 | x | 1 | 0.1 | 0.38 | 0 | -0.04 | Sqm |  |  |  | SSR 22-23
| steps 4th flight | 1 | x | 8 | 1.2 | 0.3 | 0 | 2.88 | Sqm |  |  |  | SSR 22-23
|  | 1 | x | 1 | 1.2 | 0.45 | 0 | 0.54 | Sqm |  |  |  | SSR 22-23
SSR 22-23
[9 empty] | Sqm | 3181.62 | SSR 22-23 | 0 | SSR 22-23
17 | Providing skirting to internal walls to 15 cm height/risers of steps with 16-18 mm thick polished granite tiles length equal to flooring stones, set over base coat of CM (1:3) 12 mm thick with cement slurry of honey like consistency spread at the rate of 3.30 kgs per sqm and jointed with white cement paste mixed with pigment of matching shade to full depth, including cost of all materials like tiles, cement, sand and water etc., complete including seigniorage charges, etc., complete for finished item of work | [11 empty] | SSR 19-20
| Qty.p.46 of M.B.No.441/A/ZP/19 | [11 empty] | SSR 19-20
| FF 1st and 2nd flight raisers | 1 | x | 11 | 1.35 | 0.15 | 0 | 2.23 | Sqm |  |  |  | SSR 19-20
|  | 1 | x | 11 | 1.32 | 0.15 | 0 | 2.18 | Sqm |  |  |  | SSR 19-20
| 2nd flight | 1 | x | 11 | 0.4 | 0 | 0.14 | 0.62 | Sqm |  |  |  | SSR 19-20
SSR 19-20
[9 empty] | Sqm | 2704.03 | SSR 19-20 | 0 | SSR 19-20
16 | Providing skirting to internal walls to 15 cm height/risers of steps with 16-18 mm thick polished granite tiles length equal to flooring stones, set over base coat of CM (1:3) 12 mm thick with cement slurry of honey like consistency spread at the rate of 3.30 kgs per sqm and jointed with white cement paste mixed with pigment of matching shade to full depth, including cost of all materials like tiles, cement, sand and water etc., complete including seigniorage charges, etc., complete for finished item of work | [11 empty] | SSR 20-21
| Qty.p.46 of M.B.No.108/A/ZP/20 | [11 empty] | SSR 20-21
| FF 1st and 2nd flight raisers | 1 | x | 11 | 1.35 | 0.15 | 0 | 2.23 | Sqm |  |  |  | SSR 20-21
|  | 1 | x | 11 | 1.32 | 0.15 | 0 | 2.18 | Sqm |  |  |  | SSR 20-21
| Qty.p.47 of M.B.No.108/A/ZP/20 | [11 empty] | SSR 20-21
| 1st flight | 1 | x | 11 | 0.4 | 0 | 0.14 | 0.62 | Sqm |  |  |  | SSR 20-21
| 2nd flight | 1 | x | 11 | 0.4 | 0 | 0.14 | 0.62 | Sqm |  |  |  | SSR 20-21
SSR 20-21
[9 empty] | Sqm | 2747.8 | SSR 20-21 | 0 | SSR 20-21
17 | Providing skirting to internal walls to 15 cm height/risers of steps with 16-18 mm thick polished granite tiles length equal to flooring stones, set over base coat of CM (1:3) 12 mm thick with cement slurry of honey like consistency spread at the rate of 3.30 kgs per sqm and jointed with white cement paste mixed with pigment of matching shade to full depth, including cost of all materials like tiles, cement, sand and water etc., complete including seigniorage charges, etc., complete for finished item of work | [11 empty] | SSR 21-22
| Qty.p.46 of M.B.No.441/A/ZP/19 | [11 empty] | SSR 21-22
| FF 1st and 2nd flight raisers | 1 | x | 11 | 1.35 | 0.15 | 0 | 2.23 | Sqm |  |  |  | SSR 21-22
|  | 1 | x | 11 | 1.32 | 0.15 | 0 | 2.18 | Sqm |  |  |  | SSR 21-22
| 2nd flight | 1 | x | 11 | 0.4 | 0 | 0.14 | 0.62 | Sqm |  |  |  | SSR 21-22
SSR 21-22
[9 empty] | Sqm | 2789.27 | SSR 21-22 | 0 | SSR 21-22
13 | Providing skirting to internal walls to 15 cm height/risers of steps with 16-18 mm thick polished granite tiles length equal to flooring stones, set over base coat of CM (1:3) 12 mm thick with cement slurry of honey like consistency spread at the rate of 3.30 kgs per sqm and jointed with white cement paste mixed with pigment of matching shade to full depth, including cost of all materials like tiles, cement, sand and water etc., complete including seigniorage charges, etc., complete for finished item of work | [11 empty] | SSR 22-23
| Qty.p.35 of M.B.No.1186/A/ZP/20 |  | 10.07.2023 | [9 empty] | SSR 22-23
| Staff room | 1 | x | 1 | 11.68 | 0 | 0.1 | 1.17 | Sqm |  |  |  | SSR 22-23
| Digital store | 1 | x | 1 | 12.26 | 0 | 0.1 | 1.23 | Sqm |  |  |  | SSR 22-23
| Sarpanch room | 1 | x | 1 | 12.74 | 0 | 0.1 | 1.27 | Sqm |  |  |  | SSR 22-23
| Carridor | 1 | x | 1 | 11.93 | 0 | 0.1 | 1.19 | Sqm |  |  |  | SSR 22-23
|  | 1 | x | 1 | 9.42 | 0 | 0.1 | 0.94 | Sqm |  |  |  | SSR 22-23
| Meeting Hall | 1 | x | 1 | 22.92 | 0 | 0.1 | 2.29 | Sqm |  |  |  | SSR 22-23
| Front side | 1 | x | 2 | 5.25 | 0 | 0.1 | 1.05 | Sqm |  |  |  | SSR 22-23
|  | 1 | x | 2 | 2.5 | 0 | 0.1 | 0.5 | Sqm |  |  |  | SSR 22-23
| Back side | 1 | x | 2 | 9.15 | 0 | 0.1 | 1.83 | Sqm |  |  |  | SSR 22-23
|  | 1 | x | 2 | 0.75 | 0 | 0.1 | 0.15 | Sqm |  |  |  | SSR 22-23
| Deduct door | 2 | x | 3 | 1.2 | 0 | 0.1 | -0.72 | Sqm |  |  |  | SSR 22-23
| Deduct door | 2 | x | 4 | 1.05 | 0 | 0.1 | -0.84 | Sqm |  |  |  | SSR 22-23
| Deduct door | 1 | x | 3 | 0.75 | 0 | 0.1 | -0.23 | Sqm |  |  |  | SSR 22-23
SSR 22-23
[9 empty] | Sqm | 2950.54 | SSR 22-23 | 0 | SSR 22-23
26 | Flooring with chequrred terrazzo tiles of 22 mm thick (medium shade) set over base coat of cement mortar (1:6) 12 mm thick over CC bed already laid or RCC roof slab, including near cement slurry of honey like consistency spread @ 3.3.kgs per sqm & jointed with neat cement to full depth mixed with pigment of matching shade including cost of all materials like cement, sand water and tiles etc., complete, including seigniorage charges, complete for finished item of work, | [11 empty] | SSR 19-20
| Qty.p.13 of M.B.No.441/A/ZP/19 | [11 empty] | SSR 19-20
| Verandah | 1 | x | 1 | 9.87 | 1.83 | 0 | 18.06 | Sqm |  |  |  | SSR 19-20
| Ramp | 1 | x | 1 | 2.83 | 1.55 | 0 | 4.39 | Sqm |  |  |  | SSR 19-20
|  | 1 | x | 1 | 2.65 | 0.53 | 0 | 1.4 | Sqm |  |  |  | SSR 19-20
| Staircase steps | 1 | x | 21 | 1.28 | 0.3 | 0 | 8.06 | Sqm |  |  |  | SSR 19-20
SSR 19-20
[9 empty] | Sqm | 633.27 | SSR 19-20 | 0 | SSR 19-20
26 | Flooring with chequrred terrazzo tiles of 22 mm thick (medium shade) set over base coat of cement mortar (1:6) 12 mm thick over CC bed already laid or RCC roof slab, including near cement slurry of honey like consistency spread @ 3.3.kgs per sqm & jointed with neat cement to full depth mixed with pigment of matching shade including cost of all materials like cement, sand water and tiles etc., complete, including seigniorage charges, complete for finished item of work, | [11 empty] | SSR 20-21
| Qty.p.31 of M.B.No.432/A/ZP/19 | [11 empty] | SSR 20-21
| Verandah portion E/S | 1 | x | 1 | 6.2 | 1.9 | 0 | 11.78 | Sqm |  |  |  | SSR 20-21
| North side | 1 | x | 1 | 13.3 | 0.85 | 0 | 11.31 | Sqm |  |  |  | SSR 20-21
| West side | 1 | x | 1 | 8.7 | 0.85 | 0 | 7.4 | Sqm |  |  |  | SSR 20-21
| Deduct wall column | 1 | x | 10 | 0.23 | 0.115 | 0 | -0.26 | Sqm |  |  |  | SSR 20-21
| 3rd flight steps | 1 | x | 11 | 1.3 | 0.3 | 0 | 4.29 | Sqm |  |  |  | SSR 20-21
| Landing | 1 | x | 1 | 2.6 | 1 | 0 | 2.6 | Sqm |  |  |  | SSR 20-21
| 4th flight steps | 1 | x | 10 | 1.3 | 0.3 | 0 | 3.9 | Sqm |  |  |  | SSR 20-21
SSR 20-21
[9 empty] | Sqm | 677.99 | SSR 20-21 | 0 | SSR 20-21
26 | Flooring with chequrred terrazzo tiles of 22 mm thick (medium shade) set over base coat of cement mortar (1:6) 12 mm thick over CC bed already laid or RCC roof slab, including near cement slurry of honey like consistency spread @ 3.3.kgs per sqm & jointed with neat cement to full depth mixed with pigment of matching shade including cost of all materials like cement, sand water and tiles etc., complete, including seigniorage charges, complete for finished item of work, | [11 empty] | SSR 21-22
| Qty.p.13 of M.B.No.441/A/ZP/19 | [11 empty] | SSR 21-22
| Verandah | 1 | x | 1 | 9.87 | 1.83 | 0 | 18.06 | Sqm |  |  |  | SSR 21-22
| Ramp | 1 | x | 1 | 2.83 | 1.55 | 0 | 4.39 | Sqm |  |  |  | SSR 21-22
|  | 1 | x | 1 | 2.65 | 0.53 | 0 | 1.4 | Sqm |  |  |  | SSR 21-22
| Staircase steps | 1 | x | 21 | 1.28 | 0.3 | 0 | 8.06 | Sqm |  |  |  | SSR 21-22
SSR 21-22
[9 empty] | Sqm | 686.13 | SSR 21-22 | 0 | SSR 21-22
26 | Flooring with chequrred terrazzo tiles of 22 mm thick (medium shade) set over base coat of cement mortar (1:6) 12 mm thick over CC bed already laid or RCC roof slab, including near cement slurry of honey like consistency spread @ 3.3.kgs per sqm & jointed with neat cement to full depth mixed with pigment of matching shade including cost of all materials like cement, sand water and tiles etc., complete, including seigniorage charges, complete for finished item of work, | [11 empty] | SSR 22-23
| Qty.p.13 of M.B.No.441/A/ZP/19 | [11 empty] | SSR 22-23
| Verandah | 1 | x | 1 | 9.87 | 1.83 | 0 | 18.06 | Sqm |  |  |  | SSR 22-23
| Ramp | 1 | x | 1 | 2.83 | 1.55 | 0 | 4.39 | Sqm |  |  |  | SSR 22-23
|  | 1 | x | 1 | 2.65 | 0.53 | 0 | 1.4 | Sqm |  |  |  | SSR 22-23
| Staircase steps | 1 | x | 21 | 1.28 | 0.3 | 0 | 8.06 | Sqm |  |  |  | SSR 22-23
SSR 22-23
[9 empty] | Sqm | 780.73 | SSR 22-23 | 0 | SSR 22-23
27 | Providing skirting to internal walls to 15 cm height/risers of steps with chequrred terrazzo tiles length equal to flooring stones, set over base coat of CM (1:5) 12 mm thick with cement slurry of honey like consistency spread at the rate of 3.30 kgs per sqm and jointed with white cement paste mixed with pigment of matching shade to full depth, including cost of all materials like tiles, cement, sand and water etc., complete including seigniorage charges, etc., complete for finished item of work, | [11 empty] | SSR 19-20
| Qty.p.14 of M.B.No.441/A/ZP/19 | [11 empty] | SSR 19-20
| Landing | 1 | x | 2 | 5.25 | 0 | 0.1 | 1.05 | Sqm |  |  |  | SSR 19-20
| Verandah | 1 | x | 1 | 9.87 | 0 | 0.1 | 0.99 | Sqm |  |  |  | SSR 19-20
| Entrance steps risers | 1 | x | 5 | 2.72 | 0 | 0.17 | 2.31 | Sqm |  |  |  | SSR 19-20
SSR 19-20
[9 empty] | Sqm | 652.64 | SSR 19-20 | 0 | SSR 19-20
27 | Providing skirting to internal walls to 15 cm height/risers of steps with chequrred terrazzo tiles length equal to flooring stones, set over base coat of CM (1:5) 12 mm thick with cement slurry of honey like consistency spread at the rate of 3.30 kgs per sqm and jointed with white cement paste mixed with pigment of matching shade to full depth, including cost of all materials like tiles, cement, sand and water etc., complete including seigniorage charges, etc., complete for finished item of work, | [11 empty] | SSR 20-21
| Qty.p.33 of M.B.No.432/A/ZP/19 | [11 empty] | SSR 20-21
| Verandah portion E/S | 1 | x | 1 | 15.6 | 0 | 0.1 | 1.56 | Sqm |  |  |  | SSR 20-21
| Deduct door | 1 | x | 1 | 1.2 | 0 | 0.1 | -0.12 | Sqm |  |  |  | SSR 20-21
| Deduct opening for elevation | 1 | x | 1 | 0.9 | 0 | 0.1 | -0.09 | Sqm |  |  |  | SSR 20-21
| Deduct North side | 1 | x | 2 | 13.3 | 0 | 0.1 | 2.66 | Sqm |  |  |  | SSR 20-21
| Deduct west side | 1 | x | 2 | 8.7 | 0 | 0.1 | 1.74 | Sqm |  |  |  | SSR 20-21
| 3rd flight steps | 1 | x | 11 | 1.3 | 0 | 0.15 | 2.15 | Sqm |  |  |  | SSR 20-21
| 4th flight steps | 1 | x | 10 | 1.3 | 0 | 0.15 | 1.95 | Sqm |  |  |  | SSR 20-21
SSR 20-21
[9 empty] | Sqm | 683.46 | SSR 20-21 | 0 | SSR 20-21
27 | Providing skirting to internal walls to 15 cm height/risers of steps with chequrred terrazzo tiles length equal to flooring stones, set over base coat of CM (1:5) 12 mm thick with cement slurry of honey like consistency spread at the rate of 3.30 kgs per sqm and jointed with white cement paste mixed with pigment of matching shade to full depth, including cost of all materials like tiles, cement, sand and water etc., complete including seigniorage charges, etc., complete for finished item of work, | [11 empty] | SSR 21-22
| Qty.p.14 of M.B.No.441/A/ZP/19 | [11 empty] | SSR 21-22
| Landing | 1 | x | 2 | 5.25 | 0 | 0.1 | 1.05 | Sqm |  |  |  | SSR 21-22
| Verandah | 1 | x | 1 | 9.87 | 0 | 0.1 | 0.99 | Sqm |  |  |  | SSR 21-22
| Entrance steps risers | 1 | x | 5 | 2.72 | 0 | 0.17 | 2.31 | Sqm |  |  |  | SSR 21-22
SSR 21-22
[9 empty] | Sqm | 706.57 | SSR 21-22 | 0 | SSR 21-22
27 | Providing skirting to internal walls to 15 cm height/risers of steps with chequrred terrazzo tiles length equal to flooring stones, set over base coat of CM (1:5) 12 mm thick with cement slurry of honey like consistency spread at the rate of 3.30 kgs per sqm and jointed with white cement paste mixed with pigment of matching shade to full depth, including cost of all materials like tiles, cement, sand and water etc., complete including seigniorage charges, etc., complete for finished item of work, | [11 empty] | SSR 22-23
| Qty.p.14 of M.B.No.441/A/ZP/19 | [11 empty] | SSR 22-23
| Landing | 1 | x | 2 | 5.25 | 0 | 0.1 | 1.05 | Sqm |  |  |  | SSR 22-23
| Verandah | 1 | x | 1 | 9.87 | 0 | 0.1 | 0.99 | Sqm |  |  |  | SSR 22-23
| Entrance steps risers | 1 | x | 5 | 2.72 | 0 | 0.17 | 2.31 | Sqm |  |  |  | SSR 22-23
SSR 22-23
[9 empty] | Sqm | 786.2 | SSR 22-23 | 0 | SSR 22-23
17 | Flooring with Ceramic non skid tiles of not less than 7-8mm thick 1st quality laid over floor bed / VRCC slab set over base coat of CM (1:8), 12mm thick and neat grey Cement slurry of honey like consistency spread @ 3.30 Kgs per Sqm & jointed with neat white Cement paste to full depth mixed with pigment of matching shade including c/c of all materials to site including cost of mixing of mortar and watering and levelling to proper slope and curing including all labour charges etc for finished item of work | [11 empty] | SSR 19-20
| Qty.p.49 of M.B.No.441/A/ZP/19 | [11 empty] | SSR 19-20
| Ramp | 1 | x | 1 | 4.15 | 2.4 | 0 | 9.96 | Sqm |  |  |  | SSR 19-20
| Verandah | 1 | x | 1 | 5.7 | 2.4 | 0 | 13.68 | Sqm |  |  |  | SSR 19-20
| Back side | 1 | x | 1 | 0.7 | 9.4 | 0 | 6.58 | Sqm |  |  |  | SSR 19-20
SSR 19-20
[9 empty] | Sqm | 755.74 | SSR 19-20 | 0 | SSR 19-20
16 | Flooring with Ceramic non skid tiles of not less than 7-8mm thick 1st quality laid over floor bed / VRCC slab set over base coat of CM (1:8), 12mm thick and neat grey Cement slurry of honey like consistency spread @ 3.30 Kgs per Sqm & jointed with neat white Cement paste to full depth mixed with pigment of matching shade including c/c of all materials to site including cost of mixing of mortar and watering and levelling to proper slope and curing including all labour charges etc for finished item of work | [11 empty] | SSR 20-21
| Qty.p.17 of M.B.No.113/A/ZP/20 | [11 empty] | SSR 20-21
| gents tiolet | 1 | x | 1 | 1.74 | 1.41 | 0 | 2.45 | Sqm |  |  |  | SSR 20-21
|  | 1 | x | 1 | 1.41 | 1.41 | 0 | 1.99 | Sqm |  |  |  | SSR 20-21
| Ladies tiolet | 1 | x | 1 | 1.72 | 1.4 | 0 | 2.41 | Sqm |  |  |  | SSR 20-21
| Sarpanch tiolet | 1 | x | 1 | 1.41 | 1.4 | 0 | 1.97 | Sqm |  |  |  | SSR 20-21
SSR 20-21
[9 empty] | Sqm | 786.57 | SSR 20-21 | 0 | SSR 20-21
17 | Flooring with Ceramic non skid tiles of not less than 7-8mm thick 1st quality laid over floor bed / VRCC slab set over base coat of CM (1:8), 12mm thick and neat grey Cement slurry of honey like consistency spread @ 3.30 Kgs per Sqm & jointed with neat white Cement paste to full depth mixed with pigment of matching shade including c/c of all materials to site including cost of mixing of mortar and watering and levelling to proper slope and curing including all labour charges etc for finished item of work | [11 empty] | SSR 21-22
| Qty.p.49 of M.B.No.441/A/ZP/19 | [11 empty] | SSR 21-22
| Ramp | 1 | x | 1 | 4.15 | 2.4 | 0 | 9.96 | Sqm |  |  |  | SSR 21-22
| Verandah | 1 | x | 1 | 5.7 | 2.4 | 0 | 13.68 | Sqm |  |  |  | SSR 21-22
| Back side | 1 | x | 1 | 0.7 | 9.4 | 0 | 6.58 | Sqm |  |  |  | SSR 21-22
SSR 21-22
[9 empty] | Sqm | 809.68 | SSR 21-22 | 0 | SSR 21-22
17 | Flooring with Ceramic non skid tiles of not less than 7-8mm thick 1st quality laid over floor bed / VRCC slab set over base coat of CM (1:8), 12mm thick and neat grey Cement slurry of honey like consistency spread @ 3.30 Kgs per Sqm & jointed with neat white Cement paste to full depth mixed with pigment of matching shade including c/c of all materials to site including cost of mixing of mortar and watering and levelling to proper slope and curing including all labour charges etc for finished item of work | [11 empty] | SSR 22-23
| Qty.p.59 of M.B.No.432/A/ZP/19 | [11 empty] | SSR 22-23
| Tiolet flooring | 1 | x | 4 | 1.55 | 1.4 | 0 | 8.68 | Sqm |  |  |  | SSR 22-23
SSR 22-23
[9 empty] | Sqm | 837.86 | SSR 22-23 | 0 | SSR 22-23
18 | Providing Daddooing to walls with 5 to 7mm thick Glazed Ceramic wall tiles of 1st quality of 6mm thick set over base coat of CM (1:3) 12mm thick with Cement slurry of honey like consistency spread @ 3.30 Kgs per Sqm & jointed with neat white Cement paste to full depth mixed with pigment of matching shade including c/c of all materials to site, cost of all materials like tiles, Cement, sand and water etc complete for finished item of work | [11 empty] | SSR 19-20
| Qty.p.59 of M.B.No.432/A/ZP/19 | [11 empty] | SSR 19-20
| Sarpanch tiolet | 1 | x | 1 | 6.12 | 1.95 | 0 | 11.93 | Sqm |  |  |  | SSR 19-20
| Ladies tiolet | 1 | x | 1 | 6.06 | 1.95 | 0 | 11.82 | Sqm |  |  |  | SSR 19-20
|  | 3 | x | 1 | 0.7 | 1.92 | 0 | -4.03 | Sqm |  |  |  | SSR 19-20
SSR 19-20
[9 empty] | Sqm | 494.82 | SSR 19-20 | 0 | SSR 19-20
17 | Providing Daddooing to walls with 5 to 7mm thick Glazed Ceramic wall tiles of 1st quality of 6mm thick set over base coat of CM (1:3) 12mm thick with Cement slurry of honey like consistency spread @ 3.30 Kgs per Sqm & jointed with neat white Cement paste to full depth mixed with pigment of matching shade including c/c of all materials to site, cost of all materials like tiles, Cement, sand and water etc complete for finished item of work | [11 empty] | SSR 20-21
| Qty.p.21 of M.B.No.113/A/ZP/20 | [11 empty] | SSR 20-21
| gents tiolet | 1 | x | 1 | 5.2 | 0 | 2.07 | 10.76 | Sqm |  |  |  | SSR 20-21
|  | 1 | x | 1 | 5.19 | 0 | 2.07 | 10.74 | Sqm |  |  |  | SSR 20-21
| Ladies tiolet | 1 | x | 1 | 5.82 | 0 | 2.07 | 12.05 | Sqm |  |  |  | SSR 20-21
| Sarpanch tiolet | 1 | x | 1 | 5.09 | 0 | 2.07 | 10.54 | Sqm |  |  |  | SSR 20-21
SSR 20-21
[9 empty] | Sqm | 504.13 | SSR 20-21 | 0 | SSR 20-21
18 | Providing Daddooing to walls with 5 to 7mm thick Glazed Ceramic wall tiles of 1st quality of 6mm thick set over base coat of CM (1:3) 12mm thick with Cement slurry of honey like consistency spread @ 3.30 Kgs per Sqm & jointed with neat white Cement paste to full depth mixed with pigment of matching shade including c/c of all materials to site, cost of all materials like tiles, Cement, sand and water etc complete for finished item of work | [11 empty] | SSR 21-22
| Qty.p.50 of M.B.No.441/A/ZP/19 | [11 empty] | SSR 21-22
| Sarpanch tiolet | 1 | x | 1 | 6.12 | 1.95 | 0 | 11.93 | Sqm |  |  |  | SSR 21-22
| Ladies tiolet | 1 | x | 1 | 6.06 | 1.95 | 0 | 11.82 | Sqm |  |  |  | SSR 21-22
|  | 3 | x | 1 | 0.7 | 1.92 | 0 | -4.03 | Sqm |  |  |  | SSR 21-22
SSR 21-22
[9 empty] | Sqm | 512.09 | SSR 21-22 | 0 | SSR 21-22
18 | Providing Daddooing to walls with 5 to 7mm thick Glazed Ceramic wall tiles of 1st quality of 6mm thick set over base coat of CM (1:3) 12mm thick with Cement slurry of honey like consistency spread @ 3.30 Kgs per Sqm & jointed with neat white Cement paste to full depth mixed with pigment of matching shade including c/c of all materials to site, cost of all materials like tiles, Cement, sand and water etc complete for finished item of work | [11 empty] | SSR 22-23
| Qty.p.60 of M.B.No.432/A/ZP/19 | [11 empty] | SSR 22-23
| Ladies tiolet | 1 | x | 1 | 5.9 | 0 | 1.95 | 11.51 | Sqm |  |  |  | SSR 22-23
| Deduct door | 1 | x | 1 | 0.75 | 0 | 1.95 | -1.46 | Sqm |  |  |  | SSR 22-23
| Sarpanch bath room | 1 | x | 1 | 5.9 | 0 | 1.95 | 11.51 | Sqm |  |  |  | SSR 22-23
| Deduct door | 1 | x | 1 | 0.75 | 0 | 1.95 | -1.46 | Sqm |  |  |  | SSR 22-23
| deduct ventilators | 1 | x | 1 | 0.6 | 0 | 0.3 | -0.18 | Sqm |  |  |  | SSR 22-23
| gents Bath room | 1 | x | 2 | 5.9 | 0 | 1.95 | 23.01 | Sqm |  |  |  | SSR 22-23
| Deduct door | 1 | x | 2 | 0.75 | 0 | 1.95 | -2.93 | Sqm |  |  |  | SSR 22-23
| deduct ventilators | 1 | x | 2 | 0.6 | 0 | 0.3 | -0.36 | Sqm |  |  |  | SSR 22-23
SSR 22-23
[9 empty] | Sqm | 527.21 | SSR 22-23 | 0 | SSR 22-23
27 | Flooring with pressed clay flooring tiles, set over base coat of cement mortar (1:8) 12 mm thick over CC bed already laid or RCC roof slab, including neat cement slurry of honey like consistency spread @ 3.3.kgs per sqm & jointed neatly with cement mixed with pigment of matching shade to full depth, including cost of all materials like cement, sand water and tiles etc., complete, for finished item of work, | [11 empty] | SSR 19-20
| Qty.P.No. 53 of M.B.No.441/A/ZP/19 | [11 empty] | SSR 19-20
| Roofing tiles | 2 | x | 0.5 | 0.96 | 1 | 0 | 0.96 | Sqm |  |  |  | SSR 19-20
|  | 1 | x | 2 | 3.6 | 1.13 | 0 | 8.14 | Sqm |  |  |  | SSR 19-20
|  | 1 | x | 2 | 1.96 | 1 | 0 | 3.92 | Sqm |  |  |  | SSR 19-20
|  | 1 | x | 2 | 1.33 | 1.1 | 0 | 2.93 | Sqm |  |  |  | SSR 19-20
SSR 19-20
[9 empty] | Sqm | 944.79 | SSR 19-20 | 0 | SSR 19-20
27 | Flooring with pressed clay flooring tiles, set over base coat of cement mortar (1:8) 12 mm thick over CC bed already laid or RCC roof slab, including neat cement slurry of honey like consistency spread @ 3.3.kgs per sqm & jointed neatly with cement mixed with pigment of matching shade to full depth, including cost of all materials like cement, sand water and tiles etc., complete, for finished item of work, | [11 empty] | SSR 20-21
| Qty.P.No. 53 of M.B.No.441/A/ZP/19 | [11 empty] | SSR 20-21
| Roofing tiles | 2 | x | 0.5 | 0.96 | 1 | 0 | 0.96 | Sqm |  |  |  | SSR 20-21
|  | 1 | x | 2 | 3.6 | 1.13 | 0 | 8.14 | Sqm |  |  |  | SSR 20-21
|  | 1 | x | 2 | 1.96 | 1 | 0 | 3.92 | Sqm |  |  |  | SSR 20-21
|  | 1 | x | 2 | 1.33 | 1.1 | 0 | 2.93 | Sqm |  |  |  | SSR 20-21
SSR 20-21
[9 empty] | Sqm | 986.93 | SSR 20-21 | 0 | SSR 20-21
27 | Flooring with pressed clay flooring tiles, set over base coat of cement mortar (1:8) 12 mm thick over CC bed already laid or RCC roof slab, including neat cement slurry of honey like consistency spread @ 3.3.kgs per sqm & jointed neatly with cement mixed with pigment of matching shade to full depth, including cost of all materials like cement, sand water and tiles etc., complete, for finished item of work, | [11 empty] | SSR 21-22
| Qty.P.No. 53 of M.B.No.441/A/ZP/19 | [11 empty] | SSR 21-22
| Roofing tiles | 2 | x | 0.5 | 0.96 | 1 | 0 | 0.96 | Sqm |  |  |  | SSR 21-22
|  | 1 | x | 2 | 3.6 | 1.13 | 0 | 8.14 | Sqm |  |  |  | SSR 21-22
|  | 1 | x | 2 | 1.96 | 1 | 0 | 3.92 | Sqm |  |  |  | SSR 21-22
|  | 1 | x | 2 | 1.33 | 1.1 | 0 | 2.93 | Sqm |  |  |  | SSR 21-22
SSR 21-22
[9 empty] | Sqm | 1020.23 | SSR 21-22 | 0 | SSR 21-22
27 | Flooring with pressed clay flooring tiles, set over base coat of cement mortar (1:8) 12 mm thick over CC bed already laid or RCC roof slab, including neat cement slurry of honey like consistency spread @ 3.3.kgs per sqm & jointed neatly with cement mixed with pigment of matching shade to full depth, including cost of all materials like cement, sand water and tiles etc., complete, for finished item of work, | [11 empty] | SSR 22-23
| Qty.P.No. 53 of M.B.No.441/A/ZP/19 | [11 empty] | SSR 22-23
| Roofing tiles | 2 | x | 0.5 | 0.96 | 1 | 0 | 0.96 | Sqm |  |  |  | SSR 22-23
|  | 1 | x | 2 | 3.6 | 1.13 | 0 | 8.14 | Sqm |  |  |  | SSR 22-23
|  | 1 | x | 2 | 1.96 | 1 | 0 | 3.92 | Sqm |  |  |  | SSR 22-23
|  | 1 | x | 2 | 1.33 | 1.1 | 0 | 2.93 | Sqm |  |  |  | SSR 22-23
SSR 22-23
[9 empty] | Sqm | 1059.21 | SSR 22-23 | 0 | SSR 22-23
26 | White washing one coat with whiting of approved quality to give an even shade after thoroughly brushing the surface to remove all dirt and remains of loose powdered materials including cost of all materials, labour charges and incidental such as scaffolding, lift charges etc., complete for finished item of wor | [11 empty] | SSR 19-20
| Qty.p.17 of M.B.No.441/A/ZP/19 | [11 empty] | SSR 19-20
| Hall | 1 | x | 1 | 8.5 | 4.95 | 0 | 42.08 | Sqm |  |  |  | SSR 19-20
| Front projection | 1 | x | 1 | 5.5 | 2.4 | 0 | 13.2 | Sqm |  |  |  | SSR 19-20
| East side | 1 | x | 1 | 8.85 | 0 | 3.6 | 31.86 | Sqm |  |  |  | SSR 19-20
| North side | 1 | x | 1 | 6.25 | 0 | 3.6 | 22.5 | Sqm |  |  |  | SSR 19-20
| West side | 1 | x | 1 | 5.45 | 0 | 3.2 | 17.44 | Sqm |  |  |  | SSR 19-20
SSR 19-20
[9 empty] | Sqm | 21.43 | SSR 19-20 | 0 | SSR 19-20
26 | White washing one coat with whiting of approved quality to give an even shade after thoroughly brushing the surface to remove all dirt and remains of loose powdered materials including cost of all materials, labour charges and incidental such as scaffolding, lift charges etc., complete for finished item of wor | [11 empty] | SSR 20-21
| Qty.p.17 of M.B.No.441/A/ZP/19 | [11 empty] | SSR 20-21
| Hall | 1 | x | 1 | 8.5 | 4.95 | 0 | 42.08 | Sqm |  |  |  | SSR 20-21
| Front projection | 1 | x | 1 | 5.5 | 2.4 | 0 | 13.2 | Sqm |  |  |  | SSR 20-21
| East side | 1 | x | 1 | 8.85 | 0 | 3.6 | 31.86 | Sqm |  |  |  | SSR 20-21
| North side | 1 | x | 1 | 6.25 | 0 | 3.6 | 22.5 | Sqm |  |  |  | SSR 20-21
| West side | 1 | x | 1 | 5.45 | 0 | 3.2 | 17.44 | Sqm |  |  |  | SSR 20-21
SSR 20-21
[9 empty] | Sqm | 22.88 | SSR 20-21 | 0 | SSR 20-21
26 | White washing one coat with whiting of approved quality to give an even shade after thoroughly brushing the surface to remove all dirt and remains of loose powdered materials including cost of all materials, labour charges and incidental such as scaffolding, lift charges etc., complete for finished item of wor | [11 empty] | SSR 21-22
| Qty.p.17 of M.B.No.441/A/ZP/19 | [11 empty] | SSR 21-22
| Hall | 1 | x | 1 | 8.5 | 4.95 | 0 | 42.08 | Sqm |  |  |  | SSR 21-22
| Front projection | 1 | x | 1 | 5.5 | 2.4 | 0 | 13.2 | Sqm |  |  |  | SSR 21-22
| East side | 1 | x | 1 | 8.85 | 0 | 3.6 | 31.86 | Sqm |  |  |  | SSR 21-22
| North side | 1 | x | 1 | 6.25 | 0 | 3.6 | 22.5 | Sqm |  |  |  | SSR 21-22
| West side | 1 | x | 1 | 5.45 | 0 | 3.2 | 17.44 | Sqm |  |  |  | SSR 21-22
SSR 21-22
[9 empty] | Sqm | 24.15 | SSR 21-22 | 0 | SSR 21-22
26 | White washing one coat with whiting of approved quality to give an even shade after thoroughly brushing the surface to remove all dirt and remains of loose powdered materials including cost of all materials, labour charges and incidental such as scaffolding, lift charges etc., complete for finished item of wor | [11 empty] | SSR 22-23
| Qty.p.17 of M.B.No.441/A/ZP/19 | [11 empty] | SSR 22-23
| Hall | 1 | x | 1 | 8.5 | 4.95 | 0 | 42.08 | Sqm |  |  |  | SSR 22-23
| Front projection | 1 | x | 1 | 5.5 | 2.4 | 0 | 13.2 | Sqm |  |  |  | SSR 22-23
| East side | 1 | x | 1 | 8.85 | 0 | 3.6 | 31.86 | Sqm |  |  |  | SSR 22-23
| North side | 1 | x | 1 | 6.25 | 0 | 3.6 | 22.5 | Sqm |  |  |  | SSR 22-23
| West side | 1 | x | 1 | 5.45 | 0 | 3.2 | 17.44 | Sqm |  |  |  | SSR 22-23
SSR 22-23
[9 empty] | Sqm | 25.98 | SSR 22-23 | 0 | SSR 22-23
14 | Providing and applying Wall putty of White Cement or Polymer or Cement based of average 1 to 2 mm thickness over plastered surface to prepare the surface even and smooth after thoroughly brushing the surface to remove all dirt and remains of loose powdered materials, applying emery paper, Sand the surface, clean & wipe off loose dust, applying knifing paste filler by putty knife / muslin pad, air dry for 2 - 3 hrs, sand with 180 and 320 No., emery paper for the surface preparation including cost and conveyance of all materials and all operational, incidental and all labour charges etc., complete for finished item of work in all floors for internal walls | [11 empty] | SSR 19-20
| Qty.p.29 of M.B.No.1186/A/ZP/20 |  | 10.07.2023 | [9 empty] | SSR 19-20
| Staff room | 1 | x | 1 | 3.35 | 2.49 | 0 | 8.34 | Sqm |  |  |  | SSR 19-20
| Digital room | 1 | x | 1 | 3.35 | 2.88 | 0 | 9.65 | Sqm |  |  |  | SSR 19-20
| Sarpanch room | 1 | x | 1 | 3.35 | 3.12 | 0 | 10.45 | Sqm |  |  |  | SSR 19-20
| Carridor alround | 1 | x | 1 | 11.93 | 1.8 | 0 | 21.47 | Sqm |  |  |  | SSR 19-20
| Meeting hall | 1 | x | 1 | 4.98 | 8.6 | 0 | 42.83 | Sqm |  |  |  | SSR 19-20
| Sides of beam in carridor | 2 | x | 2 | 1.8 | 0 | 0.38 | 2.74 | Sqm |  |  |  | SSR 19-20
| Wall staff room | 1 | x | 1 | 11.68 | 0 | 3.1 | 36.21 | Sqm |  |  |  | SSR 19-20
| Sarpanch room | 1 | x | 1 | 12.74 | 0 | 3.1 | 39.49 | Sqm |  |  |  | SSR 19-20
| digital room | 1 | x | 1 | 12.26 | 0 | 3.1 | 38.01 | Sqm |  |  |  | SSR 19-20
| Carridor two sides | 1 | x | 1 | 11.93 | 0 | 3.1 | 36.98 | Sqm |  |  |  | SSR 19-20
|  | 1 | x | 1 | 9.42 | 0 | 3.1 | 29.2 | Sqm |  |  |  | SSR 19-20
| Meeting Hall | 1 | x | 1 | 22.92 | 0 | 3.1 | 71.05 | Sqm |  |  |  | SSR 19-20
| Steps below landing | 1 | x | 1 | 2.68 | 0 | 1.2 | 3.22 | Sqm |  |  |  | SSR 19-20
| Sides of wall | 1 | x | 1 | 0.85 | 0 | 1.2 | 1.02 | Sqm |  |  |  | SSR 19-20
| Above landing | 1 | x | 1 | 2.68 | 0 | 1.2 | 3.22 | Sqm |  |  |  | SSR 19-20
| Sides of wall | 1 | x | 2 | 0.85 | 0 | 1.2 | 2.04 | Sqm |  |  |  | SSR 19-20
| Deduct opening | 1 | x | 1 | 1.2 | 0 | 1.1 | -1.32 | Sqm |  |  |  | SSR 19-20
| Deduct door | 1 | x | 2 | 1.2 | 0 | 2.1 | -5.04 | Sqm |  |  |  | SSR 19-20
| Deduct door | 2 | x | 4 | 1.05 | 0 | 2.1 | -17.64 | Sqm |  |  |  | SSR 19-20
| Deduct windows | 1 | x | 7 | 1.5 | 0 | 1.35 | -14.18 | Sqm |  |  |  | SSR 19-20
| deduct ventilators | 1 | x | 12 | 0.6 | 0 | 0.3 | -2.16 | Sqm |  |  |  | SSR 19-20
SSR 19-20
[9 empty] | Sqm | 156.41 | SSR 19-20 | 0 | SSR 19-20
18 | Providing and applying Wall putty of White Cement or Polymer or Cement based of average 1 to 2 mm thickness over plastered surface to prepare the surface even and smooth after thoroughly brushing the surface to remove all dirt and remains of loose powdered materials, applying emery paper, Sand the surface, clean & wipe off loose dust, applying knifing paste filler by putty knife / muslin pad, air dry for 2 - 3 hrs, sand with 180 and 320 No., emery paper for the surface preparation including cost and conveyance of all materials and all operational, incidental and all labour charges etc., complete for finished item of work in all floors for internal walls | [11 empty] | SSR 20-21
| Qty.p.38 of M.B.No.432/A/ZP/19 | [11 empty] | SSR 20-21
| Meeting Hall alround | 1 | x | 1 | 17.2 | 0 | 3.075 | 52.89 | Sqm |  |  |  | SSR 20-21
| Deduct door | 1 | x | 2 | 1.2 | 0 | 2.1 | -5.04 | Sqm |  |  |  | SSR 20-21
| Deduct windows | 1 | x | 2 | 1.45 | 0 | 1.45 | -4.21 | Sqm |  |  |  | SSR 20-21
| deduct ventilators | 1 | x | 2 | 0.6 | 0 | 0.3 | -0.36 | Sqm |  |  |  | SSR 20-21
| Ceiling | 1 | x | 1 | 5.6 | 3 | 0 | 16.8 | Sqm |  |  |  | SSR 20-21
| RB in Meeting Hall | 1 | x | 2 | 3 | 0 | 0.38 | 2.28 | Sqm |  |  |  | SSR 20-21
| Sarpanch room alround | 1 | x | 1 | 13 | 0 | 3.075 | 39.98 | Sqm |  |  |  | SSR 20-21
| Digital store | 1 | x | 2 | 11.8 | 0 | 3.075 | 72.57 | Sqm |  |  |  | SSR 20-21
| Deduct door | 1 | x | 3 | 1.05 | 0 | 2.1 | -6.62 | Sqm |  |  |  | SSR 20-21
| Deduct windows | 1 | x | 4 | 1.45 | 0 | 1.45 | -8.41 | Sqm |  |  |  | SSR 20-21
| deduct ventilators | 1 | x | 4 | 0.6 | 0 | 0.3 | -0.72 | Sqm |  |  |  | SSR 20-21
| Sarpanch room ceiling | 1 | x | 1 | 3.2 | 3.3 | 0 | 10.56 | Sqm |  |  |  | SSR 20-21
| Digital & Staff room ceiling | 1 | x | 2 | 3.2 | 2.7 | 0 | 17.28 | Sqm |  |  |  | SSR 20-21
| Visitors waiting hall ceiling | 1 | x | 1 | 4.9 | 2.6 | 0 | 12.74 | Sqm |  |  |  | SSR 20-21
| B2-B3 | 1 | x | 1 | 4.9 | 0 | 3.075 | 15.07 | Sqm |  |  |  | SSR 20-21
| Deduct door | 1 | x | 1 | 1.3 | 0 | 2.1 | -2.73 | Sqm |  |  |  | SSR 20-21
| Deduct door | 1 | x | 1 | 1.2 | 0 | 2.1 | -2.52 | Sqm |  |  |  | SSR 20-21
| A2-A3 | 1 | x | 1 | 3.5 | 0 | 0.9 | 3.15 | Sqm |  |  |  | SSR 20-21
| A3-B3 | 1 | x | 1 | 2.65 | 0 | 0.9 | 2.39 | Sqm |  |  |  | SSR 20-21
| Carridor alround | 1 | x | 1 | 21.2 | 0 | 3.075 | 65.19 | Sqm |  |  |  | SSR 20-21
| Deduct door | 1 | x | 1 | 1.3 | 0 | 2.1 | -2.73 | Sqm |  |  |  | SSR 20-21
| Deduct door | 1 | x | 1 | 1.2 | 0 | 2.1 | -2.52 | Sqm |  |  |  | SSR 20-21
| Deduct door | 1 | x | 3 | 1.05 | 0 | 2.1 | -6.62 | Sqm |  |  |  | SSR 20-21
| deduct tiolet door | 1 | x | 2 | 0.75 | 0 | 2.1 | -3.15 | Sqm |  |  |  | SSR 20-21
| Deduct windows | 1 | x | 1 | 1.45 | 0 | 1.45 | -2.1 | Sqm |  |  |  | SSR 20-21
| deduct ventilators | 1 | x | 1 | 0.6 | 0 | 0.3 | -0.18 | Sqm |  |  |  | SSR 20-21
| Ceiling | 1 | x | 1 | 8.9 | 1.7 | 0 | 15.13 | Sqm |  |  |  | SSR 20-21
| RB sides | 2 | x | 2 | 1.7 | 0 | 0.38 | 2.58 | Sqm |  |  |  | SSR 20-21
SSR 20-21
[9 empty] | Sqm | 164.34 | SSR 20-21 | 0 | SSR 20-21
19 | Providing and applying Wall putty of White Cement or Polymer or Cement based of average 1 to 2 mm thickness over plastered surface to prepare the surface even and smooth after thoroughly brushing the surface to remove all dirt and remains of loose powdered materials, applying emery paper, Sand the surface, clean & wipe off loose dust, applying knifing paste filler by putty knife / muslin pad, air dry for 2 - 3 hrs, sand with 180 and 320 No., emery paper for the surface preparation including cost and conveyance of all materials and all operational, incidental and all labour charges etc., complete for finished item of work in all floors for internal walls | [11 empty] | SSR 21-22
| Qty.p.16 of M.B.No.441/A/ZP/19 | [11 empty] | SSR 21-22
| sapranch room | 1 | x | 1 | 13.38 | 0 | 3.12 | 41.75 | Sqm |  |  |  | SSR 21-22
| EA room | 1 | x | 1 | 12.18 | 0 | 3.12 | 38 | Sqm |  |  |  | SSR 21-22
| survey room | 1 | x | 1 | 12.22 | 0 | 3.12 | 38.13 | Sqm |  |  |  | SSR 21-22
| Meeting Hall | 1 | x | 1 | 17.34 | 0 | 3.12 | 54.1 | Sqm |  |  |  | SSR 21-22
| window sides | 1 | x | 6 | 5.7 | 0 | 0.115 | 3.93 | Sqm |  |  |  | SSR 21-22
|  | 1 | x | 2 | 1.2 | 0 | 2.1 | -5.04 | Sqm |  |  |  | SSR 21-22
SSR 21-22
[9 empty] | Sqm | 170.35 | SSR 21-22 | 0 | SSR 21-22
14 | Providing and applying Wall putty of White Cement or Polymer or Cement based of average 1 to 2 mm thickness over plastered surface to prepare the surface even and smooth after thoroughly brushing the surface to remove all dirt and remains of loose powdered materials, applying emery paper, Sand the surface, clean & wipe off loose dust, applying knifing paste filler by putty knife / muslin pad, air dry for 2 - 3 hrs, sand with 180 and 320 No., emery paper for the surface preparation including cost and conveyance of all materials and all operational, incidental and all labour charges etc., complete for finished item of work in all floors for internal walls | [11 empty] | SSR 22-23
| Qty.p.29 of M.B.No.1186/A/ZP/20 |  | 10.07.2023 | [9 empty] | SSR 22-23
| Staff room | 1 | x | 1 | 3.35 | 2.49 | 0 | 8.34 | Sqm |  |  |  | SSR 22-23
| Digital room | 1 | x | 1 | 3.35 | 2.88 | 0 | 9.65 | Sqm |  |  |  | SSR 22-23
| Sarpanch room | 1 | x | 1 | 3.35 | 3.12 | 0 | 10.45 | Sqm |  |  |  | SSR 22-23
| Carridor alround | 1 | x | 1 | 11.93 | 1.8 | 0 | 21.47 | Sqm |  |  |  | SSR 22-23
| Meeting hall | 1 | x | 1 | 4.98 | 8.6 | 0 | 42.83 | Sqm |  |  |  | SSR 22-23
| Sides of beam in carridor | 2 | x | 2 | 1.8 | 0 | 0.38 | 2.74 | Sqm |  |  |  | SSR 22-23
| Wall staff room | 1 | x | 1 | 11.68 | 0 | 3.1 | 36.21 | Sqm |  |  |  | SSR 22-23
| Sarpanch room | 1 | x | 1 | 12.74 | 0 | 3.1 | 39.49 | Sqm |  |  |  | SSR 22-23
| digital room | 1 | x | 1 | 12.26 | 0 | 3.1 | 38.01 | Sqm |  |  |  | SSR 22-23
| Carridor two sides | 1 | x | 1 | 11.93 | 0 | 3.1 | 36.98 | Sqm |  |  |  | SSR 22-23
|  | 1 | x | 1 | 9.42 | 0 | 3.1 | 29.2 | Sqm |  |  |  | SSR 22-23
| Meeting Hall | 1 | x | 1 | 22.92 | 0 | 3.1 | 71.05 | Sqm |  |  |  | SSR 22-23
| Steps below landing | 1 | x | 1 | 2.68 | 0 | 1.2 | 3.22 | Sqm |  |  |  | SSR 22-23
| Sides of wall | 1 | x | 1 | 0.85 | 0 | 1.2 | 1.02 | Sqm |  |  |  | SSR 22-23
| Above landing | 1 | x | 1 | 2.68 | 0 | 1.2 | 3.22 | Sqm |  |  |  | SSR 22-23
| Sides of wall | 1 | x | 2 | 0.85 | 0 | 1.2 | 2.04 | Sqm |  |  |  | SSR 22-23
| Deduct opening | 1 | x | 1 | 1.2 | 0 | 1.1 | -1.32 | Sqm |  |  |  | SSR 22-23
| Deduct door | 1 | x | 2 | 1.2 | 0 | 2.1 | -5.04 | Sqm |  |  |  | SSR 22-23
| Deduct door | 2 | x | 4 | 1.05 | 0 | 2.1 | -17.64 | Sqm |  |  |  | SSR 22-23
| Deduct windows | 1 | x | 7 | 1.5 | 0 | 1.35 | -14.18 | Sqm |  |  |  | SSR 22-23
| deduct ventilators | 1 | x | 12 | 0.6 | 0 | 0.3 | -2.16 | Sqm |  |  |  | SSR 22-23
SSR 22-23
[9 empty] | Sqm | 184.03 | SSR 22-23 | 0 | SSR 22-23
20 | Painting to new walls with 2 coats of acrylic Emulsion paint Asian or equivalent and shade over Priming coat with Cement primer water base interior Gr-1 Asian or equivalent on new plastered surface after throughly brushing the surace remove all dirt and remains of loose powdered materials including cost and conveyance of all materials to worksite and all oparational, incidental, labour charges etc complete for finished item of work as per SS 911 for internal walls | [11 empty] | SSR 19-20
| Qty.p.31 of M.B.No.441/A/ZP/19 | [11 empty] | SSR 19-20
| left side | 1 | x | 1 | 12.48 | 0 | 3.12 | 38.94 | Sqm |  |  |  | SSR 19-20
| left side | 1 | x | 1 | 8.92 | 0 | 3.12 | 27.83 | Sqm |  |  |  | SSR 19-20
| left side | 1 | x | 1 | 1.2 | 0 | 2.1 | 2.52 | Sqm |  |  |  | SSR 19-20
| left side | 1 | x | 1 | 1.5 | 0 | 1.35 | 2.03 | Sqm |  |  |  | SSR 19-20
| left side | 1 | x | 1 | 2.7 | 0 | 0.15 | 0.41 | Sqm |  |  |  | SSR 19-20
SSR 19-20
[9 empty] | Sqm | 131.45 | SSR 19-20 | 0 | SSR 19-20
19 | Painting to new walls with 2 coats of acrylic Emulsion paint Asian or equivalent and shade over Priming coat with Cement primer water base interior Gr-1 Asian or equivalent on new plastered surface after throughly brushing the surace remove all dirt and remains of loose powdered materials including cost and conveyance of all materials to worksite and all oparational, incidental, labour charges etc complete for finished item of work as per SS 911 for internal walls | [11 empty] | SSR 20-21
| Qty.p.49 of M.B.No.432/A/ZP/19 | [11 empty] | SSR 20-21
| Meeting Hall alround | 1 | x | 1 | 17.2 | 0 | 3.075 | 52.89 | Sqm |  |  |  | SSR 20-21
| Deduct door | 1 | x | 2 | 1.2 | 0 | 2.1 | -5.04 | Sqm |  |  |  | SSR 20-21
| Deduct windows | 1 | x | 2 | 1.45 | 0 | 1.45 | -4.21 | Sqm |  |  |  | SSR 20-21
| deduct ventilators | 1 | x | 2 | 0.6 | 0 | 0.3 | -0.36 | Sqm |  |  |  | SSR 20-21
| Ceiling | 1 | x | 1 | 5.6 | 3 | 0 | 16.8 | Sqm |  |  |  | SSR 20-21
| Sarpanch room alround | 1 | x | 1 | 13 | 0 | 3.075 | 39.98 | Sqm |  |  |  | SSR 20-21
| Digital store | 1 | x | 1 | 11.8 | 0 | 3.075 | 36.29 | Sqm |  |  |  | SSR 20-21
|  | 1 | x | 1 | 11.8 | 0 | 3.075 | 36.29 | Sqm |  |  |  | SSR 20-21
| Deduct door | 1 | x | 3 | 1.05 | 0 | 2.1 | -6.62 | Sqm |  |  |  | SSR 20-21
| Deduct windows | 1 | x | 4 | 1.45 | 0 | 1.45 | -8.41 | Sqm |  |  |  | SSR 20-21
| deduct ventilators | 1 | x | 4 | 0.6 | 0 | 0.3 | -0.72 | Sqm |  |  |  | SSR 20-21
| Sarpanch room ceiling | 1 | x | 1 | 3.2 | 3.3 | 0 | 10.56 | Sqm |  |  |  | SSR 20-21
| Digital & Staff room ceiling | 1 | x | 2 | 3.2 | 2.7 | 0 | 17.28 | Sqm |  |  |  | SSR 20-21
| Visitors waiting hall ceiling | 1 | x | 1 | 4.9 | 2.6 | 0 | 12.74 | Sqm |  |  |  | SSR 20-21
| B2-B3 | 1 | x | 1 | 4.9 | 0 | 3.075 | 15.07 | Sqm |  |  |  | SSR 20-21
| Deduct door | 1 | x | 1 | 1.3 | 0 | 2.1 | -2.73 | Sqm |  |  |  | SSR 20-21
| Deduct door | 1 | x | 1 | 1.2 | 0 | 2.1 | -2.52 | Sqm |  |  |  | SSR 20-21
| A2-A3 | 1 | x | 1 | 3.5 | 0 | 0.9 | 3.15 | Sqm |  |  |  | SSR 20-21
| A3-B3 | 1 | x | 1 | 2.65 | 0 | 0.9 | 2.39 | Sqm |  |  |  | SSR 20-21
| Carridor alround | 1 | x | 1 | 21.2 | 0 | 3.075 | 65.19 | Sqm |  |  |  | SSR 20-21
| Deduct door | 1 | x | 1 | 1.3 | 0 | 2.1 | -2.73 | Sqm |  |  |  | SSR 20-21
| Deduct door | 1 | x | 1 | 1.2 | 0 | 2.1 | -2.52 | Sqm |  |  |  | SSR 20-21
| Deduct door | 1 | x | 3 | 1.05 | 0 | 2.1 | -6.62 | Sqm |  |  |  | SSR 20-21
| deduct tiolet door | 1 | x | 2 | 0.75 | 0 | 2.1 | -3.15 | Sqm |  |  |  | SSR 20-21
| Deduct windows | 1 | x | 1 | 1.45 | 0 | 1.45 | -2.1 | Sqm |  |  |  | SSR 20-21
| deduct ventilators | 1 | x | 1 | 0.6 | 0 | 0.3 | -0.18 | Sqm |  |  |  | SSR 20-21
| Ceiling | 1 | x | 1 | 8.9 | 1.7 | 0 | 15.13 | Sqm |  |  |  | SSR 20-21
| RB sides | 2 | x | 2 | 1.7 | 0 | 0.38 | 2.58 | Sqm |  |  |  | SSR 20-21
| A1-A2 & B1-B2 | 1 | x | 2 | 3.3 | 0 | 3.075 | 20.3 | Sqm |  |  |  | SSR 20-21
| Staircase portion A1-B1 upto MLB | 1 | x | 1 | 2.65 | 0 | 1.5 | 3.98 | Sqm |  |  |  | SSR 20-21
| Deduct opening for elevation | 1 | x | 1 | 1.27 | 0 | 1.5 | -1.91 | Sqm |  |  |  | SSR 20-21
| A1-A1 & B1-B1 | 1 | x | 2 | 0.77 | 0 | 1.5 | 2.31 | Sqm |  |  |  | SSR 20-21
| Above MLB A1-B1 | 1 | x | 1 | 2.65 | 0 | 1.65 | 4.37 | Sqm |  |  |  | SSR 20-21
| A1-A1 & B1-B1 | 1 | x | 2 | 0.77 | 0 | 1.65 | 2.54 | Sqm |  |  |  | SSR 20-21
| Deduct opening for elevation | 1 | x | 1 | 1.27 | 0 | 1.5 | -1.91 | Sqm |  |  |  | SSR 20-21
| 3rd flight bottom | 1 | x | 1 | 3.5 | 1.3 | 0 | 4.55 | Sqm |  |  |  | SSR 20-21
| landing slab bottom | 1 | x | 1 | 3.18 | 1 | 0 | 3.18 | Sqm |  |  |  | SSR 20-21
| 4th flight bottom | 1 | x | 1 | 3.5 | 1.3 | 0 | 4.55 | Sqm |  |  |  | SSR 20-21
SSR 20-21
[9 empty] | Sqm | 139.51 | SSR 20-21 | 0 | SSR 20-21
20 | Painting to new walls with 2 coats of acrylic Emulsion paint Asian or equivalent and shade over Priming coat with Cement primer water base interior Gr-1 Asian or equivalent on new plastered surface after throughly brushing the surace remove all dirt and remains of loose powdered materials including cost and conveyance of all materials to worksite and all oparational, incidental, labour charges etc complete for finished item of work as per SS 911 for internal walls | [11 empty] | SSR 21-22
| Qty.p.31 of M.B.No.441/A/ZP/19 | [11 empty] | SSR 21-22
| left side | 1 | x | 1 | 12.48 | 0 | 3.12 | 38.94 | Sqm |  |  |  | SSR 21-22
| left side | 1 | x | 1 | 8.92 | 0 | 3.12 | 27.83 | Sqm |  |  |  | SSR 21-22
| left side | 1 | x | 1 | 1.2 | 0 | 2.1 | 2.52 | Sqm |  |  |  | SSR 21-22
| left side | 1 | x | 1 | 1.5 | 0 | 1.35 | 2.03 | Sqm |  |  |  | SSR 21-22
| left side | 1 | x | 1 | 2.7 | 0 | 0.15 | 0.41 | Sqm |  |  |  | SSR 21-22
SSR 21-22
[9 empty] | Sqm | 145.68 | SSR 21-22 | 0 | SSR 21-22
15 | Painting to new walls with 2 coats of acrylic Emulsion paint Asian or equivalent and shade over Priming coat with Cement primer water base interior Gr-1 Asian or equivalent on new plastered surface after throughly brushing the surace remove all dirt and remains of loose powdered materials including cost and conveyance of all materials to worksite and all oparational, incidental, labour charges etc complete for finished item of work as per SS 911 for internal walls | [11 empty] | SSR 22-23
| Qty.p.42 of M.B.No.1186/A/ZP/20 |  | 24.07.2023 | [9 empty] | SSR 22-23
| Staff room | 1 | x | 1 | 3.35 | 2.49 | 0 | 8.34 | Sqm |  |  |  | SSR 22-23
| Digital room | 1 | x | 1 | 3.35 | 2.88 | 0 | 9.65 | Sqm |  |  |  | SSR 22-23
| Sarpanch room | 1 | x | 1 | 3.35 | 3.12 | 0 | 10.45 | Sqm |  |  |  | SSR 22-23
| Carridor | 1 | x | 1 | 11.93 | 1.8 | 0 | 21.47 | Sqm |  |  |  | SSR 22-23
| Meeting Hall | 1 | x | 1 | 4.98 | 8.6 | 0 | 42.83 | Sqm |  |  |  | SSR 22-23
| Sides of beam in carridor | 2 | x | 2 | 1.8 | 0 | 0.38 | 2.74 | Sqm |  |  |  | SSR 22-23
| For wall staff room | 1 | x | 1 | 11.68 | 0 | 3.1 | 36.21 | Sqm |  |  |  | SSR 22-23
| Sarpanch room | 1 | x | 1 | 12.74 | 0 | 3.1 | 39.49 | Sqm |  |  |  | SSR 22-23
| digital room | 1 | x | 1 | 12.26 | 0 | 3.1 | 38.01 | Sqm |  |  |  | SSR 22-23
| Carridor two sides | 1 | x | 1 | 11.93 | 0 | 3.1 | 36.98 | Sqm |  |  |  | SSR 22-23
|  | 1 | x | 1 | 9.42 | 0 | 3.1 | 29.2 | Sqm |  |  |  | SSR 22-23
| meeting hall | 1 | x | 1 | 22.92 | 0 | 3.1 | 71.05 | Sqm |  |  |  | SSR 22-23
| Steps below landing | 1 | x | 1 | 2.68 | 0 | 1.2 | 3.22 | Sqm |  |  |  | SSR 22-23
| Side wall | 1 | x | 1 | 0.85 | 0 | 1.2 | 1.02 | Sqm |  |  |  | SSR 22-23
| Above landing | 1 | x | 1 | 2.68 | 0 | 1.2 | 3.22 | Sqm |  |  |  | SSR 22-23
| Side wall | 1 | x | 2 | 0.85 | 0 | 1.2 | 2.04 | Sqm |  |  |  | SSR 22-23
| Deduct opening | 1 | x | 1 | 1.2 | 0 | 1.1 | -1.32 | Sqm |  |  |  | SSR 22-23
| Deduct door | 1 | x | 2 | 1.2 | 0 | 2.1 | -5.04 | Sqm |  |  |  | SSR 22-23
| Deduct door | 2 | x | 4 | 1.05 | 0 | 2.1 | -17.64 | Sqm |  |  |  | SSR 22-23
| Deduct windows | 1 | x | 7 | 1.5 | 0 | 1.35 | -14.18 | Sqm |  |  |  | SSR 22-23
| deduct ventilators | 1 | x | 12 | 0.6 | 0 | 0.3 | -2.16 | Sqm |  |  |  | SSR 22-23
SSR 22-23
[9 empty] | Sqm | 158.36 | SSR 22-23 | 0 | SSR 22-23
21 | Painting to new walls with 2 coats of acrylic Emulsion paint Asian or equivalent and shade over Priming coat with Cement primer water base interior Gr-1 Asian or equivalent on new plastered surface after throughly brushing the surace remove all dirt and remains of loose powdered materials including cost and conveyance of all materials to worksite and all oparational, incidental, labour charges etc complete for finished item of work as per SS 911 for external walls | [11 empty] | SSR 19-20
| Qty.p.35 of M.B.No.441/A/ZP/19 | [11 empty] | SSR 19-20
| left side | 1 | x | 1 | 12.48 | 0 | 3.12 | 38.94 | Sqm |  |  |  | SSR 19-20
| Back side | 1 | x | 1 | 8.92 | 0 | 3.12 | 27.83 | Sqm |  |  |  | SSR 19-20
|  | 1 | x | 1 | 4.4 | 0.88 | 0 | 3.87 | Sqm |  |  |  | SSR 19-20
SSR 19-20
[9 empty] | Sqm | 179.47 | SSR 19-20 | 0 | SSR 19-20
20 | Painting to new walls with 2 coats of acrylic Emulsion paint Asian or equivalent and shade over Priming coat with Cement primer water base interior Gr-1 Asian or equivalent on new plastered surface after throughly brushing the surace remove all dirt and remains of loose powdered materials including cost and conveyance of all materials to worksite and all oparational, incidental, labour charges etc complete for finished item of work as per SS 911 for external walls | [11 empty] | SSR 20-21
| Qty.p.54 of M.B.No.432/A/ZP/19 | [11 empty] | SSR 20-21
| west side | 1 | x | 1 | 8.84 | 0 | 3.175 | 28.07 | Sqm |  |  |  | SSR 20-21
| North side | 1 | x | 1 | 9.52 | 0 | 3.175 | 30.23 | Sqm |  |  |  | SSR 20-21
| Visitors walls | 1 | x | 1 | 2.66 | 0 | 0.9 | 2.39 | Sqm |  |  |  | SSR 20-21
|  | 1 | x | 1 | 4.83 | 0 | 0.9 | 4.35 | Sqm |  |  |  | SSR 20-21
| Deduct door | 1 | x | 1 | 1.2 | 0 | 0.9 | -1.08 | Sqm |  |  |  | SSR 20-21
| East side | 1 | x | 1 | 3.62 | 0 | 3.175 | 11.49 | Sqm |  |  |  | SSR 20-21
| South side | 1 | x | 1 | 9.52 | 0 | 3.175 | 30.23 | Sqm |  |  |  | SSR 20-21
| South side Staircase portion | 1 | x | 1 | 5.18 | 0 | 3.3 | 17.09 | Sqm |  |  |  | SSR 20-21
| Deduct door | 1 | x | 1 | 0.75 | 0 | 2.1 | -1.58 | Sqm |  |  |  | SSR 20-21
| Deduct windows | 1 | x | 7 | 1.45 | 0 | 1.45 | -14.72 | Sqm |  |  |  | SSR 20-21
| deduct ventilators | 1 | x | 6 | 0.6 | 0 | 0.3 | -1.08 | Sqm |  |  |  | SSR 20-21
| deduct ventilators | 1 | x | 3 | 0.3 | 0 | 0.3 | -0.27 | Sqm |  |  |  | SSR 20-21
| Deduct Staircase elevation opening | 1 | x | 1 | 1.27 | 0 | 1.5 | -1.91 | Sqm |  |  |  | SSR 20-21
|  | 1 | x | 1 | 1.27 | 0 | 1.2 | -1.52 | Sqm |  |  |  | SSR 20-21
| Slab edges | 1 | x | 1 | 7.05 | 0 | 0.125 | 0.88 | Sqm |  |  |  | SSR 20-21
|  | 1 | x | 1 | 10.14 | 0 | 0.125 | 1.27 | Sqm |  |  |  | SSR 20-21
|  | 1 | x | 1 | 14.52 | 0 | 0.125 | 1.82 | Sqm |  |  |  | SSR 20-21
|  | 1 | x | 1 | 10.29 | 0 | 0.125 | 1.29 | Sqm |  |  |  | SSR 20-21
| Slab projection E/S | 1 | x | 1 | 6.45 | 1 | 0 | 6.45 | Sqm |  |  |  | SSR 20-21
| R/B sides | 2 | x | 2 | 1 | 0 | 0.3 | 1.2 | Sqm |  |  |  | SSR 20-21
| Slab projection N/S | 1 | x | 1 | 13.47 | 1 | 0 | 13.47 | Sqm |  |  |  | SSR 20-21
| N/S RB sides | 5 | x | 2 | 1 | 0 | 0.38 | 3.8 | Sqm |  |  |  | SSR 20-21
| W/S | 1 | x | 1 | 8.84 | 1 | 0 | 8.84 | Sqm |  |  |  | SSR 20-21
| W/S RB sides | 3 | x | 2 | 1 | 0 | 0.3 | 1.8 | Sqm |  |  |  | SSR 20-21
| S/S | 1 | x | 1 | 10.29 | 0.3 | 0 | 3.09 | Sqm |  |  |  | SSR 20-21
| Window sunshades | 6 | x | 2 | 1.8 | 0.6 | 0 | 12.96 | Sqm |  |  |  | SSR 20-21
| Parapet wall | 1 | x | 2 | 10.3 | 0 | 0.6 | 12.36 | Sqm |  |  |  | SSR 20-21
|  | 1 | x | 2 | 24 | 0 | 0.9 | 43.2 | Sqm |  |  |  | SSR 20-21
SSR 20-21
[9 empty] | Sqm | 192.01 | SSR 20-21 | 0 | SSR 20-21
21 | Painting to new walls with 2 coats of acrylic Emulsion paint Asian or equivalent and shade over Priming coat with Cement primer water base interior Gr-1 Asian or equivalent on new plastered surface after throughly brushing the surace remove all dirt and remains of loose powdered materials including cost and conveyance of all materials to worksite and all oparational, incidental, labour charges etc complete for finished item of work as per SS 911 for external walls | [11 empty] | SSR 21-22
| Qty.p.35 of M.B.No.441/A/ZP/19 | [11 empty] | SSR 21-22
| left side | 1 | x | 1 | 12.48 | 0 | 3.12 | 38.94 | Sqm |  |  |  | SSR 21-22
| Back side | 1 | x | 1 | 8.92 | 0 | 3.12 | 27.83 | Sqm |  |  |  | SSR 21-22
|  | 1 | x | 1 | 4.4 | 0.88 | 0 | 3.87 | Sqm |  |  |  | SSR 21-22
SSR 21-22
[9 empty] | Sqm | 201.51 | SSR 21-22 | 0 | SSR 21-22
16 | Painting to new walls with 2 coats of acrylic Emulsion paint Asian or equivalent and shade over Priming coat with Cement primer water base interior Gr-1 Asian or equivalent on new plastered surface after throughly brushing the surace remove all dirt and remains of loose powdered materials including cost and conveyance of all materials to worksite and all oparational, incidental, labour charges etc complete for finished item of work as per SS 911 for external walls | [11 empty] | SSR 22-23
| Qty.p.45 of M.B.No.1186/A/ZP/20 |  | 24.07.2023 | [9 empty] | SSR 22-23
| Front projection | 1 | x | 1 | 5.45 | 0.6 | 0 | 3.27 | Sqm |  |  |  | SSR 22-23
| back projection | 1 | x | 1 | 8.8 | 0.9 | 0 | 7.92 | Sqm |  |  |  | SSR 22-23
| Sides | 1 | x | 1 | 12 | 0 | 0.3 | 3.6 | Sqm |  |  |  | SSR 22-23
|  | 1 | x | 1 | 9.25 | 0.3 | 0 | 2.78 | Sqm |  |  |  | SSR 22-23
| For sunshades | 1 | x | 6 | 1.8 | 0.6 | 0 | 6.48 | Sqm |  |  |  | SSR 22-23
|  | 1 | x | 1 | 5.2 | 0.6 | 0 | 3.12 | Sqm |  |  |  | SSR 22-23
| Qty.p.46 of M.B.No.1186/A/ZP/20 |  | 24.07.2023 | [9 empty] | SSR 22-23
| Two side wall | 1 | x | 2 | 12.47 | 0 | 3.2 | 79.81 | Sqm |  |  |  | SSR 22-23
| Back wall of front wall | 1 | x | 2 | 8.84 | 0 | 3.2 | 56.58 | Sqm |  |  |  | SSR 22-23
| Parapet wall | 1 | x | 1 | 10.27 | 0 | 1.9 | 19.51 | Sqm |  |  |  | SSR 22-23
SSR 22-23
[9 empty] | Sqm | 217.22 | SSR 22-23 | 0 | SSR 22-23
17 | Supplying, fitting & placing HYSD bar reinforcement in foundation complete including labour charges for cutting, bending to required sizes and shapes, placing in position and tying with binding wire, forming grills for reinforcement work including c/c of steel bars below 36mm dia including overlaps and wastage, where they are not welded | [11 empty] | SSR 19-20
| Qty.p.18 of M.B.No.605/B/ZP/20 | Columns |  |  |  | 13.06.2022 |  | 636.91 | Kgs |  |  |  | SSR 19-20
| Qty.p.21 of M.B.No.605/B/ZP/20 | MLB |  |  |  | 21.06.2022 |  | 179.21 | Kgs |  |  |  | SSR 19-20
| Qty.p.30 of M.B.No.605/B/ZP/20 | Beam and slab |  |  |  | 01.07.2022 |  | 1622.01 | Kgs |  |  |  | SSR 19-20
| Qty.p.45 of M.B.No.605/B/ZP/20 | Lintels |  |  |  | 05.08.2022 |  | 231.15 | Kgs |  |  |  | SSR 19-20
SSR 19-20
[8 empty] | 2669.28 | Kgs |  |  |  | SSR 19-20
[7 empty] | Or |  | MT | 63243.5 | SSR 19-20 | 0 | SSR 19-20
22 | Supplying, fitting & placing HYSD bar reinforcement in foundation complete including labour charges for cutting, bending to required sizes and shapes, placing in position and tying with binding wire, forming grills for reinforcement work including c/c of steel bars below 36mm dia including overlaps and wastage, where they are not welded | [11 empty] | SSR 20-21
| Qty.p.76 of M.B.No.441/A/ZP/19 | Lintels | [5 empty] | 303.63 | Kgs |  |  |  | SSR 20-21
[8 empty] | 303.63 | Kgs |  |  |  | SSR 20-21
[7 empty] | Or |  | MT | 63510 | SSR 20-21 | 0 | SSR 20-21
22 | Supplying, fitting & placing HYSD bar reinforcement in foundation complete including labour charges for cutting, bending to required sizes and shapes, placing in position and tying with binding wire, forming grills for reinforcement work including c/c of steel bars below 36mm dia including overlaps and wastage, where they are not welded | [11 empty] | SSR 21-22
| Qty.p.18 of M.B.No.605/B/ZP/20 | Columns | [5 empty] | 636.91 | Kgs |  |  |  | SSR 21-22
| Qty.p.21 of M.B.No.605/B/ZP/20 | MLB | [5 empty] | 179.21 | Kgs |  |  |  | SSR 21-22
| Qty.p.30 of M.B.No.605/B/ZP/20 | Beam and slab | [5 empty] | 1622.01 | Kgs |  |  |  | SSR 21-22
| Qty.p.45 of M.B.No.605/B/ZP/20 | Lintels | [5 empty] | 231.15 | Kgs |  |  |  | SSR 21-22
SSR 21-22
[9 empty] | Kgs |  |  |  | SSR 21-22
[7 empty] | Or | 0 | MT | 80999.5 | SSR 21-22 | 0 | SSR 21-22
22 | Supplying, fitting & placing HYSD bar reinforcement in foundation complete including labour charges for cutting, bending to required sizes and shapes, placing in position and tying with binding wire, forming grills for reinforcement work including c/c of steel bars below 36mm dia including overlaps and wastage, where they are not welded | [11 empty] | SSR 22-23
| Qty.p.65 of M.B.No.441/A/ZP/19 | FF Lintels | [6 empty] | Kgs |  |  |  | SSR 22-23
| Qty.p.77 of M.B.No.441/A/ZP/19 | FF Lintels | [6 empty] | Kgs |  |  |  | SSR 22-23
| Qty.p.78 of M.B.No.441/A/ZP/19 | FF sunshades | [6 empty] | Kgs |  |  |  | SSR 22-23
SSR 22-23
[8 empty] | 0 | Kgs |  |  |  | SSR 22-23
[7 empty] | Or | 0 | MT | 93741 | SSR 22-23 | 0 | SSR 22-23
0
[7 empty] | Deputy Executive Engineer |  |  |  | Assistant Engineer
[7 empty] | PRI Sub Division |  |  |  | Mandal Praja parishad
[7 empty] | Kanigiri |  |  |  | Kanigiri

## SF (hidden)
WORKING ESTIMATE
Name of the work |  | Providing Additional Space for Health Staff in Grama Sachivalayam of Baduguleru GP of Kanigiri Mandal
Name of the Sub work |  | Construction of Second Floor
S.No | Description of Item | No |  |  | Measurements |  |  | Quantity |  | Rate | Per | Amount
[5 empty] | L | B | D
1 | 2 | 3 |  |  | 4 | 5 | 6 | 7 |  | 8 | 9 | 10
1 | Reinforced Cement Concrete M25 Nominal mix (Cement: Sand: Metal) corresponding Table 9 of IS 456 using 20mm size graded machine crushed hard granite metal from approved quarry including c/c of all materials like Cement, Sand, coarse aggregate, water etc to site, all marerials including labour charges such as machine mixing, laying concrete, curing etc complete but excluding cost of steel and its fabrication charges for finished item of work for Columns etc., complete | [11 empty] | SSR 19-20
| Qty.p.37 of M.B.No.605/B/ZP/20 |  | 22.07.2022 | [9 empty] | SSR 19-20
| C1 | 1 | x | 1 | 0.23 | 0.38 | 2.45 | 0.21 | Cum |  |  |  | SSR 19-20
| C2 | 1 | x | 2 | 0.23 | 0.38 | 2.45 | 0.43 | Cum |  |  |  | SSR 19-20
| C3 | 1 | x | 1 | 0.23 | 0.38 | 2.45 | 0.21 | Cum |  |  |  | SSR 19-20
SSR 19-20
[9 empty] | Cum | 10542.14 | SSR 19-20 | 0 | SSR 19-20
1 | Reinforced Cement Concrete M25 Nominal mix (Cement: Sand: Metal) corresponding Table 9 of IS 456 using 20mm size graded machine crushed hard granite metal from approved quarry including c/c of all materials like Cement, Sand, coarse aggregate, water etc to site, all marerials including labour charges such as machine mixing, laying concrete, curing etc complete but excluding cost of steel and its fabrication charges for finished item of work for Columns etc., complete | [11 empty] | SSR 20-21
| Qty.p.60 of M.B.No.441/A/ZP/19 | [11 empty] | SSR 20-21
|  | 1 | x | 4 | 0.23 | 0.38 | 2.1 | 0.73 | Cum |  |  |  | SSR 20-21
| Qty.p.90 of M.B.No.441/A/ZP/19 | [11 empty] | SSR 20-21
| Dummy pillars | 1 | x | 11 | 0.23 | 0.38 | 0.9 | 0.87 | Cum |  |  |  | SSR 20-21
SSR 20-21
[9 empty] | Cum | 10932.8 | SSR 20-21 | 0 | SSR 20-21
2 | Reinforced Cement Concrete M25 Nominal mix (Cement: Sand: Metal) corresponding Table 9 of IS 456 using 20mm size graded machine crushed hard granite metal from approved quarry including c/c of all materials like Cement, Sand, coarse aggregate, water etc to site, all marerials including labour charges such as machine mixing, laying concrete, curing etc complete but excluding cost of steel and its fabrication charges for finished item of work for Columns etc., complete | [11 empty] | SSR 21-22
| Qty.p.37 of M.B.No.605/B/ZP/20 | [11 empty] | SSR 21-22
|  | 1 | x | 1 | 0.23 | 0.38 | 2.45 | 0.21 | Cum |  |  |  | SSR 21-22
|  | 1 | x | 2 | 0.23 | 0.38 | 2.45 | 0.43 | Cum |  |  |  | SSR 21-22
|  | 1 | x | 1 | 0.23 | 0.38 | 2.45 | 0.21 | Cum |  |  |  | SSR 21-22
SSR 21-22
[9 empty] | Cum | 11565.1 | SSR 21-22 | 0 | SSR 21-22
2 | Reinforced Cement Concrete M25 Nominal mix (Cement: Sand: Metal) corresponding Table 9 of IS 456 using 20mm size graded machine crushed hard granite metal from approved quarry including c/c of all materials like Cement, Sand, coarse aggregate, water etc to site, all marerials including labour charges such as machine mixing, laying concrete, curing etc complete but excluding cost of steel and its fabrication charges for finished item of work for Columns etc., complete | [11 empty] | SSR 22-23
| Qty.p.79 of M.B.No.441/A/ZP/19 | [11 empty] | SSR 22-23
|  | 1 | x | 4 | 0.23 | 0.38 | 2.4 | 0.84 | Cum |  |  |  | SSR 22-23
SSR 22-23
[9 empty] | Cum | 12013.61 | SSR 22-23 | 0 | SSR 22-23
2 | ~do~ for Beams etc., complete | [11 empty] | SSR 19-20
| Qty.p.40 of M.B.No.605/B/ZP/20 |  | 29.07.2022 | [9 empty] | SSR 19-20
|  | 1 | x | 2 | 3.18 | 0.23 | 0.3 | 0.44 | Cum |  |  |  | SSR 19-20
|  | 1 | x | 2 | 3.16 | 0.23 | 0.3 | 0.44 | Cum |  |  |  | SSR 19-20
SSR 19-20
[9 empty] | Cum | 10021.1 | SSR 19-20 | 0 | SSR 19-20
2 | ~do~ for Beams etc., complete | [11 empty] | SSR 20-21
| Qty.p.64 of M.B.No.441/A/ZP/19 | [11 empty] | SSR 20-21
| FB 204, 205 | 1 | x | 2 | 5.22 | 0.23 | 0.3 | 0.72 | Cum |  |  |  | SSR 20-21
| FB 206, 207, 208 | 1 | x | 3 | 2.72 | 0.23 | 0.3 | 0.56 | Cum |  |  |  | SSR 20-21
SSR 20-21
[9 empty] | Cum | 10257.99 | SSR 20-21 | 0 | SSR 20-21
3 | ~do~ for Beams etc., complete | [11 empty] | SSR 21-22
| Qty.p.40 of M.B.No.605/B/ZP/20 | [11 empty] | SSR 21-22
|  | 1 | x | 2 | 3.18 | 0.23 | 0.3 | 0.44 | Cum |  |  |  | SSR 21-22
|  | 1 | x | 2 | 3.16 | 0.23 | 0.3 | 0.44 | Cum |  |  |  | SSR 21-22
SSR 21-22
[9 empty] | Cum | 10793.54 | SSR 21-22 | 0 | SSR 21-22
3 | ~do~ for Beams etc., complete | [11 empty] | SSR 22-23
| Qty.p.56 of M.B.No.441/A/ZP/19 | [11 empty] | SSR 22-23
| Mid landing beam | 1 | x | 2 | 2.72 | 0.23 | 0.3 | 0.38 | Cum |  |  |  | SSR 22-23
| Mid landing beam | 1 | x | 2 | 5.5 | 0.23 | 0.3 | 0.76 | Cum |  |  |  | SSR 22-23
SSR 22-23
[9 empty] | Cum | 11098.56 | SSR 22-23 | 0 | SSR 22-23
11 | ~do~ for Waist slab 150mm thick etc., complete | [11 empty] | SSR 19-20
| Qty.p.26 of M.B.No.441/A/ZP/19 | [11 empty] | SSR 19-20
| Landing slab | 1 | x | 1 | 3.23 | 1.28 | 0 | 4.13 | Sqm |  |  |  | SSR 19-20
| 1st flight | 1 | x | 1 | 2.72 | 1 | 0 | 2.72 | Sqm |  |  |  | SSR 19-20
SSR 19-20
[9 empty] | Sqm | 1519.49 | SSR 19-20 | 0 | SSR 19-20
11 | ~do~ for Waist slab 150mm thick etc., complete | [11 empty] | SSR 20-21
| Qty.p.26 of M.B.No.441/A/ZP/19 | [11 empty] | SSR 20-21
| Landing slab | 1 | x | 1 | 3.23 | 1.28 | 0 | 4.13 | Sqm |  |  |  | SSR 20-21
| 1st flight | 1 | x | 1 | 2.72 | 1 | 0 | 2.72 | Sqm |  |  |  | SSR 20-21
SSR 20-21
[9 empty] | Sqm | 1573.5 | SSR 20-21 | 0 | SSR 20-21
11 | ~do~ for Waist slab 150mm thick etc., complete | [11 empty] | SSR 21-22
| Qty.p.26 of M.B.No.441/A/ZP/19 | [11 empty] | SSR 21-22
| Landing slab | 1 | x | 1 | 3.23 | 1.28 | 0 | 4.13 | Sqm |  |  |  | SSR 21-22
| 1st flight | 1 | x | 1 | 2.72 | 1 | 0 | 2.72 | Sqm |  |  |  | SSR 21-22
SSR 21-22
[9 empty] | Sqm | 1675.01 | SSR 21-22 | 0 | SSR 21-22
11 | ~do~ for Waist slab 150mm thick etc., complete | [11 empty] | SSR 22-23
| Qty.p.26 of M.B.No.441/A/ZP/19 | [11 empty] | SSR 22-23
| Landing slab | 1 | x | 1 | 3.23 | 1.28 | 0 | 4.13 | Sqm |  |  |  | SSR 22-23
| 1st flight | 1 | x | 1 | 2.72 | 1 | 0 | 2.72 | Sqm |  |  |  | SSR 22-23
SSR 22-23
[9 empty] | Sqm | 1737.05 | SSR 22-23 | 0 | SSR 22-23
3 | ~do~ for Roof slab 125mm thick etc., complete | [11 empty] | SSR 19-20
| Qty.p.78 of M.B.No.441/A/ZP/19 | [11 empty] | SSR 19-20
|  | 1 | x | 1 | 5.5 | 3.9 | 0 | 21.45 | Sqm |  |  |  | SSR 19-20
SSR 19-20
[9 empty] | Sqm | 1395.34 | SSR 19-20 | 0 | SSR 19-20
3 | ~do~ for Roof slab 125mm thick etc., complete | [11 empty] | SSR 20-21
| Qty.p.64 of M.B.No.441/A/ZP/19 | [11 empty] | SSR 20-21
| Head room slab | 1 | x | 1 | 5.22 | 3.78 | 0 | 19.73 | Sqm |  |  |  | SSR 20-21
SSR 20-21
[9 empty] | Sqm | 1443.96 | SSR 20-21 | 0 | SSR 20-21
4 | ~do~ for Roof slab 125mm thick etc., complete | [11 empty] | SSR 21-22
| Qty.p.57 of M.B.No.441/A/ZP/19 | [11 empty] | SSR 21-22
| Head room slab | 1 | x | 1 | 5.5 | 3.9 | 0 | 21.45 | Sqm |  |  |  | SSR 21-22
SSR 21-22
[9 empty] | Sqm | 1539.28 | SSR 21-22 | 0 | SSR 21-22
4 | ~do~ for Roof slab 125mm thick etc., complete | [11 empty] | SSR 22-23
| Qty.p.57 of M.B.No.441/A/ZP/19 | [11 empty] | SSR 22-23
| Head room slab | 1 | x | 1 | 5.5 | 3.9 | 0 | 21.45 | Sqm |  |  |  | SSR 22-23
SSR 22-23
[9 empty] | Sqm | 1594.17 | SSR 22-23 | 0 | SSR 22-23
3 | ~do~ for Roof slab 100mm thick etc., complete | [11 empty] | SSR 19-20
| Qty.p.40 of M.B.No.605/B/ZP/20 |  | 29.07.2022 | [9 empty] | SSR 19-20
|  | 1 | x | 1 | 5.2 | 3.8 | 0 | 19.76 | Sqm |  |  |  | SSR 19-20
SSR 19-20
[9 empty] | Sqm | 1271.18 | SSR 19-20 | 0 | SSR 19-20
13 | ~do~ for Roof slab 100mm thick etc., complete | [11 empty] | SSR 20-21
| Qty.p.95 of M.B.No.441/A/ZP/19 | [11 empty] | SSR 20-21
| Septic tank | 1 | x | 1 | 3.95 | 2.1 | 0 | 8.3 | Sqm |  |  |  | SSR 20-21
SSR 20-21
[9 empty] | Sqm | 1314.42 | SSR 20-21 | 0 | SSR 20-21
13 | ~do~ for Roof slab 100mm thick etc., complete | [11 empty] | SSR 21-22
| Qty.p.40 of M.B.No.605/B/ZP/20 | [11 empty] | SSR 21-22
|  | 1 | x | 1 | 5.2 | 3.8 | 0 | 19.76 | Sqm |  |  |  | SSR 21-22
SSR 21-22
[9 empty] | Sqm | 1403.54 | SSR 21-22 | 0 | SSR 21-22
13 | ~do~ for Roof slab 100mm thick etc., complete | [11 empty] | SSR 22-23
| Qty.p.95 of M.B.No.441/A/ZP/19 | [11 empty] | SSR 22-23
| Septic tank | 1 | x | 1 | 3.95 | 2.1 | 0 | 8.3 | Sqm |  |  |  | SSR 22-23
SSR 22-23
[9 empty] | Sqm | 1451.29 | SSR 22-23 | 0 | SSR 22-23
16 | ~do~ for Roof slab 50mm thick etc., complete | [11 empty] | SSR 19-20
| Qty.p.62 of M.B.No.441/A/ZP/19 | [11 empty] | SSR 19-20
| 50mm thick | 1 | x | 5 | 1.52 | 0.23 | 0 | 1.75 | Sqm |  |  |  | SSR 19-20
|  | 1 | x | 4 | 1.83 | 0.23 | 0 | 1.68 | Sqm |  |  |  | SSR 19-20
SSR 19-20
[9 empty] | Sqm | 747.27 | SSR 19-20 | 0 | SSR 19-20
16 | ~do~ for Roof slab 50mm thick etc., complete | [11 empty] | SSR 20-21
| Qty.p.62 of M.B.No.441/A/ZP/19 | [11 empty] | SSR 20-21
| 50mm thick | 1 | x | 5 | 1.52 | 0.23 | 0 | 1.75 | Sqm |  |  |  | SSR 20-21
|  | 1 | x | 4 | 1.83 | 0.23 | 0 | 1.68 | Sqm |  |  |  | SSR 20-21
SSR 20-21
[9 empty] | Sqm | 779.57 | SSR 20-21 | 0 | SSR 20-21
16 | ~do~ for Roof slab 50mm thick etc., complete | [11 empty] | SSR 21-22
| Qty.p.62 of M.B.No.441/A/ZP/19 | [11 empty] | SSR 21-22
| 50mm thick | 1 | x | 5 | 1.52 | 0.23 | 0 | 1.75 | Sqm |  |  |  | SSR 21-22
|  | 1 | x | 4 | 1.83 | 0.23 | 0 | 1.68 | Sqm |  |  |  | SSR 21-22
SSR 21-22
[9 empty] | Sqm | 831.97 | SSR 21-22 | 0 | SSR 21-22
16 | ~do~ for Roof slab 50mm thick etc., complete | [11 empty] | SSR 22-23
| Qty.p.62 of M.B.No.441/A/ZP/19 | [11 empty] | SSR 22-23
| 50mm thick | 1 | x | 5 | 1.52 | 0.23 | 0 | 1.75 | Sqm |  |  |  | SSR 22-23
|  | 1 | x | 4 | 1.83 | 0.23 | 0 | 1.68 | Sqm |  |  |  | SSR 22-23
SSR 22-23
[9 empty] | Sqm | 865.17 | SSR 22-23 | 0 | SSR 22-23
16 | ~do~ for Roof slab 25mm thick etc., complete | [11 empty] | SSR 19-20
| Qty.p.62 of M.B.No.441/A/ZP/19 | [11 empty] | SSR 19-20
| 50mm thick | 1 | x | 5 | 1.52 | 0.23 | 0 | 1.75 | Sqm |  |  |  | SSR 19-20
|  | 1 | x | 4 | 1.83 | 0.23 | 0 | 1.68 | Sqm |  |  |  | SSR 19-20
SSR 19-20
[9 empty] | Sqm | 624.5 | SSR 19-20 | 0 | SSR 19-20
16 | ~do~ for Roof slab 25mm thick etc., complete | [11 empty] | SSR 20-21
| Qty.p.62 of M.B.No.441/A/ZP/19 | [11 empty] | SSR 20-21
| 50mm thick | 1 | x | 5 | 1.52 | 0.23 | 0 | 1.75 | Sqm |  |  |  | SSR 20-21
|  | 1 | x | 4 | 1.83 | 0.23 | 0 | 1.68 | Sqm |  |  |  | SSR 20-21
SSR 20-21
[9 empty] | Sqm | 651.52 | SSR 20-21 | 0 | SSR 20-21
16 | ~do~ for Roof slab 25mm thick etc., complete | [11 empty] | SSR 21-22
| Qty.p.62 of M.B.No.441/A/ZP/19 | [11 empty] | SSR 21-22
| 50mm thick | 1 | x | 5 | 1.52 | 0.23 | 0 | 1.75 | Sqm |  |  |  | SSR 21-22
|  | 1 | x | 4 | 1.83 | 0.23 | 0 | 1.68 | Sqm |  |  |  | SSR 21-22
SSR 21-22
[9 empty] | Sqm | 697.84 | SSR 21-22 | 0 | SSR 21-22
16 | ~do~ for Roof slab 25mm thick etc., complete | [11 empty] | SSR 22-23
| Qty.p.62 of M.B.No.441/A/ZP/19 | [11 empty] | SSR 22-23
| 50mm thick | 1 | x | 5 | 1.52 | 0.23 | 0 | 1.75 | Sqm |  |  |  | SSR 22-23
|  | 1 | x | 4 | 1.83 | 0.23 | 0 | 1.68 | Sqm |  |  |  | SSR 22-23
SSR 22-23
[9 empty] | Sqm | 724.02 | SSR 22-23 | 0 | SSR 22-23
4 | ~do~ for lintels etc., complete | [11 empty] | SSR 19-20
| Qty.p.96 of M.B.No.441/A/ZP/19 | [11 empty] | SSR 19-20
| North and south side | 1 | x | 2 | 2.9 | 0.23 | 0.15 | 0.2 | Cum |  |  |  | SSR 19-20
|  | 1 | x | 2 | 1 | 0.23 | 0.15 | 0.07 | Cum |  |  |  | SSR 19-20
|  | 1 | x | 1 | 3.15 | 0.23 | 0.15 | 0.11 | Cum |  |  |  | SSR 19-20
SSR 19-20
[9 empty] | Cum | 10426.34 | SSR 19-20 | 0 | SSR 19-20
4 | ~do~ for lintels etc., complete | [11 empty] | SSR 20-21
| Qty.p.96 of M.B.No.441/A/ZP/19 | [11 empty] | SSR 20-21
| North and south side | 1 | x | 2 | 2.9 | 0.23 | 0.15 | 0.2 | Cum |  |  |  | SSR 20-21
|  | 1 | x | 2 | 1 | 0.23 | 0.15 | 0.07 | Cum |  |  |  | SSR 20-21
|  | 1 | x | 1 | 3.15 | 0.23 | 0.15 | 0.11 | Cum |  |  |  | SSR 20-21
SSR 20-21
[9 empty] | Cum | 10817 | SSR 20-21 | 0 | SSR 20-21
4 | ~do~ for lintels etc., complete | [11 empty] | SSR 21-22
| Qty.p.96 of M.B.No.441/A/ZP/19 | [11 empty] | SSR 21-22
| North and south side | 1 | x | 2 | 2.9 | 0.23 | 0.15 | 0.2 | Cum |  |  |  | SSR 21-22
|  | 1 | x | 2 | 1 | 0.23 | 0.15 | 0.07 | Cum |  |  |  | SSR 21-22
|  | 1 | x | 1 | 3.15 | 0.23 | 0.15 | 0.11 | Cum |  |  |  | SSR 21-22
SSR 21-22
[9 empty] | Cum | 11426.3 | SSR 21-22 | 0 | SSR 21-22
4 | ~do~ for lintels etc., complete | [11 empty] | SSR 22-23
| Qty.p.96 of M.B.No.441/A/ZP/19 | [11 empty] | SSR 22-23
| North and south side | 1 | x | 2 | 2.9 | 0.23 | 0.15 | 0.2 | Cum |  |  |  | SSR 22-23
|  | 1 | x | 2 | 1 | 0.23 | 0.15 | 0.07 | Cum |  |  |  | SSR 22-23
|  | 1 | x | 1 | 3.15 | 0.23 | 0.15 | 0.11 | Cum |  |  |  | SSR 22-23
SSR 22-23
[9 empty] | Cum | 11874.81 | SSR 22-23 | 0 | SSR 22-23
15 | ~do~ for sunshades etc., complete | [11 empty] | SSR 19-20
| Qty.p.69 of M.B.No.441/A/ZP/19 | [11 empty] | SSR 19-20
|  | 1 | x | 6 | 1.82 | 0 | 0 | 10.92 | Rm |  |  |  | SSR 19-20
SSR 19-20
[9 empty] | Rm | 663.66 | SSR 19-20 | 0 | SSR 19-20
15 | ~do~ for sunshades etc., complete | [11 empty] | SSR 20-21
| Qty.p.69 of M.B.No.441/A/ZP/19 | [11 empty] | SSR 20-21
|  | 1 | x | 6 | 1.82 | 0 | 0 | 10.92 | Rm |  |  |  | SSR 20-21
SSR 20-21
[9 empty] | Rm | 684.77 | SSR 20-21 | 0 | SSR 20-21
15 | ~do~ for sunshades etc., complete | [11 empty] | SSR 21-22
| Qty.p.69 of M.B.No.441/A/ZP/19 | [11 empty] | SSR 21-22
|  | 1 | x | 6 | 1.82 | 0 | 0 | 10.92 | Rm |  |  |  | SSR 21-22
SSR 21-22
[9 empty] | Rm | 722.51 | SSR 21-22 | 0 | SSR 21-22
15 | ~do~ for sunshades etc., complete | [11 empty] | SSR 22-23
| Qty.p.69 of M.B.No.441/A/ZP/19 | [11 empty] | SSR 22-23
|  | 1 | x | 6 | 1.82 | 0 | 0 | 10.92 | Rm |  |  |  | SSR 22-23
SSR 22-23
[9 empty] | Rm | 744.73 | SSR 22-23 | 0 | SSR 22-23
3 | Providing impervious coat to exposed RCC Roof Slab surface with CM (1:3) 12mm thick with 1Kg of water proof compound per bag of Cement laid over roof when it is green including c/c of all materials and labour charges for mixing mortar, laying, rendering smooth and thread lining of wall & slab etc complete for finished item of work (APSS 901,903) | [11 empty] | SSR 19-20
| Qty.p.12 of M.B.No.441/A/ZP/19 | [11 empty] | SSR 19-20
| Head room slab | 1 | x | 1 | 4.35 | 4.2 | 0 | 18.27 | Sqm |  |  |  | SSR 19-20
SSR 19-20
[9 empty] | Sqm | 297.65 | SSR 19-20 | 0 | SSR 19-20
3 | Providing impervious coat to exposed RCC Roof Slab surface with CM (1:3) 12mm thick with 1Kg of water proof compound per bag of Cement laid over roof when it is green including c/c of all materials and labour charges for mixing mortar, laying, rendering smooth and thread lining of wall & slab etc complete for finished item of work (APSS 901,903) | [11 empty] | SSR 20-21
| Qty.p.93 of M.B.No.441/A/ZP/19 | [11 empty] | SSR 20-21
| Head room slab | 1 | x | 1 | 5.22 | 3.78 | 0 | 19.73 | Sqm |  |  |  | SSR 20-21
SSR 20-21
[9 empty] | Sqm | 321.24 | SSR 20-21 | 0 | SSR 20-21
3 | Providing impervious coat to exposed RCC Roof Slab surface with CM (1:3) 12mm thick with 1Kg of water proof compound per bag of Cement laid over roof when it is green including c/c of all materials and labour charges for mixing mortar, laying, rendering smooth and thread lining of wall & slab etc complete for finished item of work (APSS 901,903) | [11 empty] | SSR 21-22
| Qty.p.12 of M.B.No.441/A/ZP/19 | [11 empty] | SSR 21-22
| Head room slab | 1 | x | 1 | 4.35 | 4.2 | 0 | 18.27 | Sqm |  |  |  | SSR 21-22
SSR 21-22
[9 empty] | Sqm | 340.95 | SSR 21-22 | 0 | SSR 21-22
3 | Providing impervious coat to exposed RCC Roof Slab surface with CM (1:3) 12mm thick with 1Kg of water proof compound per bag of Cement laid over roof when it is green including c/c of all materials and labour charges for mixing mortar, laying, rendering smooth and thread lining of wall & slab etc complete for finished item of work (APSS 901,903) | [11 empty] | SSR 22-23
| Qty.p.12 of M.B.No.441/A/ZP/19 | [11 empty] | SSR 22-23
| Head room slab | 1 | x | 1 | 4.35 | 4.2 | 0 | 18.27 | Sqm |  |  |  | SSR 22-23
SSR 22-23
[9 empty] | Sqm | 362.63 | SSR 22-23 | 0 | SSR 22-23
13 | Providing impervious coat to exposed RCC Roof Slab surface with CM (1:3) 20mm thick with 1Kg of water proof compound per bag of Cement laid over roof when it is green including c/c of all materials and labour charges for mixing mortar, laying, rendering smooth and thread lining of wall & slab etc complete for finished item of work (APSS 901,903) | [11 empty] | SSR 19-20
| Qty.p. of M.B.No.441/A/ZP/19 | [11 empty] | SSR 19-20
|  | 1 | x | 1 | 10.45 | 12 | 0 | 125.4 | Sqm |  |  |  | SSR 19-20
|  | 1 | x | 1 | 3.52 | 0.92 | 0 | 3.24 | Sqm |  |  |  | SSR 19-20
SSR 19-20
[9 empty] | Sqm | 382.24 | SSR 19-20 | 0 | SSR 19-20
13 | Providing impervious coat to exposed RCC Roof Slab surface with CM (1:3) 20mm thick with 1Kg of water proof compound per bag of Cement laid over roof when it is green including c/c of all materials and labour charges for mixing mortar, laying, rendering smooth and thread lining of wall & slab etc complete for finished item of work (APSS 901,903) | [11 empty] | SSR 20-21
| Qty.p. of M.B.No.441/A/ZP/19 | [11 empty] | SSR 20-21
|  | 1 | x | 1 | 10.45 | 12 | 0 | 125.4 | Sqm |  |  |  | SSR 20-21
|  | 1 | x | 1 | 3.52 | 0.92 | 0 | 3.24 | Sqm |  |  |  | SSR 20-21
SSR 20-21
[9 empty] | Sqm | 414.32 | SSR 20-21 | 0 | SSR 20-21
13 | Providing impervious coat to exposed RCC Roof Slab surface with CM (1:3) 20mm thick with 1Kg of water proof compound per bag of Cement laid over roof when it is green including c/c of all materials and labour charges for mixing mortar, laying, rendering smooth and thread lining of wall & slab etc complete for finished item of work (APSS 901,903) | [11 empty] | SSR 21-22
| Qty.p. of M.B.No.441/A/ZP/19 | [11 empty] | SSR 21-22
|  | 1 | x | 1 | 10.45 | 12 | 0 | 125.4 | Sqm |  |  |  | SSR 21-22
|  | 1 | x | 1 | 3.52 | 0.92 | 0 | 3.24 | Sqm |  |  |  | SSR 21-22
SSR 21-22
[9 empty] | Sqm | 440.9 | SSR 21-22 | 0 | SSR 21-22
13 | Providing impervious coat to exposed RCC Roof Slab surface with CM (1:3) 20mm thick with 1Kg of water proof compound per bag of Cement laid over roof when it is green including c/c of all materials and labour charges for mixing mortar, laying, rendering smooth and thread lining of wall & slab etc complete for finished item of work (APSS 901,903) | [11 empty] | SSR 22-23
| Qty.p. of M.B.No.441/A/ZP/19 | [11 empty] | SSR 22-23
|  | 1 | x | 1 | 10.45 | 12 | 0 | 125.4 | Sqm |  |  |  | SSR 22-23
|  | 1 | x | 1 | 3.52 | 0.92 | 0 | 3.24 | Sqm |  |  |  | SSR 22-23
SSR 22-23
[9 empty] | Sqm | 470.34 | SSR 22-23 | 0 | SSR 22-23
15 | Brick Masonary for Superstructure with CM (1:8) proportion using 2nd class traditional bricks of size 23X11X7 cms having minimum crushing strength of 40kg/cm2 including c/c of all materials like Cement, Sand, Bricks, water etc including labour charges such as mixing cement mortar, Scaffolding charges etc complete for finished item of work (APSS No 501 & 504) | [11 empty] | SSR 19-20
| Qty.p.12 of M.B.No.441/A/ZP/19 | [11 empty] | SSR 19-20
| Long walls A1 to E1 | 1 | x | 1 | 12.73 | 0.45 | 1.3 | 7.45 | Cum |  |  |  | SSR 19-20
| Steps bottom | 1 | x | 1 | 5.45 | 0.9 | 0.35 | 1.72 | Cum |  |  |  | SSR 19-20
| 1st step | 1 | x | 1 | 5.45 | 0.6 | 0.15 | 0.49 | Cum |  |  |  | SSR 19-20
| 2nd step | 1 | x | 1 | 5.45 | 0.3 | 0.15 | 0.25 | Cum |  |  |  | SSR 19-20
SSR 19-20
[9 empty] | Cum | 6250.61 | SSR 19-20 | 0 | SSR 19-20
4 | Brick Masonary for Superstructure with CM (1:8) proportion using 2nd class traditional bricks of size 23X11X7 cms having minimum crushing strength of 40kg/cm2 including c/c of all materials like Cement, Sand, Bricks, water etc including labour charges such as mixing cement mortar, Scaffolding charges etc complete for finished item of work (APSS No 501 & 504) | [11 empty] | SSR 20-21
| Qty.p.94 of M.B.No.441/A/ZP/19 | [11 empty] | SSR 20-21
| Dummy pillars | 1 | x | 10 | 0.45 | 0.2 | 0.45 | 0.41 | Cum |  |  |  | SSR 20-21
SSR 20-21
[9 empty] | Cum | 6435.43 | SSR 20-21 | 0 | SSR 20-21
15 | Brick Masonary for Superstructure with CM (1:8) proportion using 2nd class traditional bricks of size 23X11X7 cms having minimum crushing strength of 40kg/cm2 including c/c of all materials like Cement, Sand, Bricks, water etc including labour charges such as mixing cement mortar, Scaffolding charges etc complete for finished item of work (APSS No 501 & 504) | [11 empty] | SSR 21-22
| Qty.p.12 of M.B.No.441/A/ZP/19 | [11 empty] | SSR 21-22
| Long walls A1 to E1 | 1 | x | 1 | 12.73 | 0.45 | 1.3 | 7.45 | Cum |  |  |  | SSR 21-22
| Steps bottom | 1 | x | 1 | 5.45 | 0.9 | 0.35 | 1.72 | Cum |  |  |  | SSR 21-22
| 1st step | 1 | x | 1 | 5.45 | 0.6 | 0.15 | 0.49 | Cum |  |  |  | SSR 21-22
| 2nd step | 1 | x | 1 | 5.45 | 0.3 | 0.15 | 0.25 | Cum |  |  |  | SSR 21-22
SSR 21-22
[9 empty] | Cum | 6881.41 | SSR 21-22 | 0 | SSR 21-22
15 | Brick Masonary for Superstructure with CM (1:8) proportion using 2nd class traditional bricks of size 23X11X7 cms having minimum crushing strength of 40kg/cm2 including c/c of all materials like Cement, Sand, Bricks, water etc including labour charges such as mixing cement mortar, Scaffolding charges etc complete for finished item of work (APSS No 501 & 504) | [11 empty] | SSR 22-23
| Qty.p.12 of M.B.No.441/A/ZP/19 | [11 empty] | SSR 22-23
| Long walls A1 to E1 | 1 | x | 1 | 12.73 | 0.45 | 1.3 | 7.45 | Cum |  |  |  | SSR 22-23
| Steps bottom | 1 | x | 1 | 5.45 | 0.9 | 0.35 | 1.72 | Cum |  |  |  | SSR 22-23
| 1st step | 1 | x | 1 | 5.45 | 0.6 | 0.15 | 0.49 | Cum |  |  |  | SSR 22-23
| 2nd step | 1 | x | 1 | 5.45 | 0.3 | 0.15 | 0.25 | Cum |  |  |  | SSR 22-23
SSR 22-23
[9 empty] | Cum | 7617 | SSR 22-23 | 0 | SSR 22-23
4 | Brick Masonary for Superstructure with CM (1:6) proportion using 2nd class traditional bricks of size 23X11X7 cms having minimum crushing strength of 40kg/cm2 including c/c of all materials like Cement, Sand, Bricks, water etc including labour charges such as mixing cement mortar, Scaffolding charges etc complete for finished item of work (APSS No 501 & 504) | [11 empty] | SSR 19-20
| Qty.p.2 of M.B.No.1186/A/ZP/20 |  | 16.05.2023 | [9 empty] | SSR 19-20
| Long walls | 1 | x | 2 | 4.5 | 0.23 | 2.35 | 4.86 | Cum |  |  |  | SSR 19-20
| Cross walls | 1 | x | 2 | 2.74 | 0.23 | 2.35 | 2.96 | Cum |  |  |  | SSR 19-20
| Deduct door | 1 | x | 1 | 0.9 | 0.23 | 2 | -0.41 | Cum |  |  |  | SSR 19-20
| Deduct opening | 1 | x | 1 | 1.2 | 0.23 | 1.1 | -0.3 | Cum |  |  |  | SSR 19-20
SSR 19-20
[9 empty] | Cum | 6307.01 | SSR 19-20 | 0 | SSR 19-20
5 | Brick Masonary for Superstructure with CM (1:6) proportion using 2nd class traditional bricks of size 23X11X7 cms having minimum crushing strength of 40kg/cm2 including c/c of all materials like Cement, Sand, Bricks, water etc including labour charges such as mixing cement mortar, Scaffolding charges etc complete for finished item of work (APSS No 501 & 504) | [11 empty] | SSR 20-21
| Qty.p.89 of M.B.No.441/A/ZP/19 | [11 empty] | SSR 20-21
| Long walls | 1 | x | 2 | 4.62 | 0.23 | 2.1 | 4.46 | Cum |  |  |  | SSR 20-21
| Short walls | 1 | x | 2 | 2.72 | 0.23 | 2.1 | 2.63 | Cum |  |  |  | SSR 20-21
| Deduct columns | 1 | x | 4 | 0.38 | 0.23 | 2.1 | -0.73 | Cum |  |  |  | SSR 20-21
| Deduct door | 1 | x | 1 | 1.2 | 0.23 | 2.1 | -0.58 | Cum |  |  |  | SSR 20-21
| Deduct opening elevation portion | 1 | x | 1 | 1.27 | 0.23 | 1.8 | -0.53 | Cum |  |  |  | SSR 20-21
SSR 20-21
[9 empty] | Cum | 6491.83 | SSR 20-21 | 0 | SSR 20-21
5 | Brick Masonary for Superstructure with CM (1:6) proportion using 2nd class traditional bricks of size 23X11X7 cms having minimum crushing strength of 40kg/cm2 including c/c of all materials like Cement, Sand, Bricks, water etc including labour charges such as mixing cement mortar, Scaffolding charges etc complete for finished item of work (APSS No 501 & 504) | [11 empty] | SSR 21-22
| Qty.p.86 of M.B.No.441/A/ZP/19 | [11 empty] | SSR 21-22
|  | 1 | x | 1 | 3.16 | 0.23 | 2.4 | 1.74 | Cum |  |  |  | SSR 21-22
SSR 21-22
[9 empty] | Cum | 6937.81 | SSR 21-22 | 0 | SSR 21-22
5 | Brick Masonary for Superstructure with CM (1:6) proportion using 2nd class traditional bricks of size 23X11X7 cms having minimum crushing strength of 40kg/cm2 including c/c of all materials like Cement, Sand, Bricks, water etc including labour charges such as mixing cement mortar, Scaffolding charges etc complete for finished item of work (APSS No 501 & 504) | [11 empty] | SSR 22-23
| Qty.p.2 of M.B.No.1186/A/ZP/20 | [11 empty] | SSR 22-23
|  | 1 | x | 2 | 4.5 | 0.23 | 2.35 | 4.86 | Cum |  |  |  | SSR 22-23
|  | 1 | x | 2 | 2.74 | 0.23 | 2.35 | 2.96 | Cum |  |  |  | SSR 22-23
|  | 1 | x | 1 | 0.9 | 0.23 | 2 | -0.41 | Cum |  |  |  | SSR 22-23
|  | 1 | x | 1 | 1.2 | 0.23 | 1.1 | -0.3 | Cum |  |  |  | SSR 22-23
SSR 22-23
[9 empty] | Cum | 7673.4 | SSR 22-23 | 0 | SSR 22-23
5 | Reinforced Brick Masonry for partition walls (11.0 cm thick) in CM (1:6) prop. (Cement : Sand) using common burnt clay bricks of class as per Table- I of IS:1077-1992, Non- Modular or traditional size 23 x 11 x 7 cms from approved source having minimum crushing strength of 40 Kg/Sq.cm and placing 2 Nos. of 6mm M.S plain rods in every third layer with free ends of the reinforcement pegged into mortar joints of main brick walls where applicable including cost and conveyance of all materials and all operational, incidental charges such as labour charges for mixing cement mortar, scaffolding charges, lift charges,and all labour charges etc., but excluding cost of steel and its fabrication charges complete for finished item of work. | [11 empty] | SSR 19-20
| Qty.p.5 of M.B.No.1186/A/ZP/20 |  | 16.05.2023 | [9 empty] | SSR 19-20
|  | 1 | x | 1 | 10 | 0 | 0.9 | 9 | Sqm |  |  |  | SSR 19-20
|  | 1 | x | 1 | 9.2 | 0 | 0.9 | 8.28 | Sqm |  |  |  | SSR 19-20
|  | 1 | x | 1 | 13.7 | 0 | 0.9 | 12.33 | Sqm |  |  |  | SSR 19-20
|  | 1 | x | 1 | 5.95 | 0 | 0.9 | 5.36 | Sqm |  |  |  | SSR 19-20
SSR 19-20
[9 empty] | Sqm | 830.76 | SSR 19-20 | 0 | SSR 19-20
6 | Reinforced Brick Masonry for partition walls (11.0 cm thick) in CM (1:6) prop. (Cement : Sand) using common burnt clay bricks of class as per Table- I of IS:1077-1992, Non- Modular or traditional size 23 x 11 x 7 cms from approved source having minimum crushing strength of 40 Kg/Sq.cm and placing 2 Nos. of 6mm M.S plain rods in every third layer with free ends of the reinforcement pegged into mortar joints of main brick walls where applicable including cost and conveyance of all materials and all operational, incidental charges such as labour charges for mixing cement mortar, scaffolding charges, lift charges,and all labour charges etc., but excluding cost of steel and its fabrication charges complete for finished item of work. | [11 empty] | SSR 20-21
| Qty.p.88 of M.B.No.441/A/ZP/19 | [11 empty] | SSR 20-21
|  | 1 | x | 1 | 41.7 | 0 | 0.9 | 37.53 | Sqm |  |  |  | SSR 20-21
SSR 20-21
[9 empty] | Sqm | 856.26 | SSR 20-21 | 0 | SSR 20-21
6 | Reinforced Brick Masonry for partition walls (11.0 cm thick) in CM (1:6) prop. (Cement : Sand) using common burnt clay bricks of class as per Table- I of IS:1077-1992, Non- Modular or traditional size 23 x 11 x 7 cms from approved source having minimum crushing strength of 40 Kg/Sq.cm and placing 2 Nos. of 6mm M.S plain rods in every third layer with free ends of the reinforcement pegged into mortar joints of main brick walls where applicable including cost and conveyance of all materials and all operational, incidental charges such as labour charges for mixing cement mortar, scaffolding charges, lift charges,and all labour charges etc., but excluding cost of steel and its fabrication charges complete for finished item of work. | [11 empty] | SSR 21-22
| Qty.p.89 of M.B.No.441/A/ZP/19 | [11 empty] | SSR 21-22
| Landing side | 1 | x | 1 | 2.72 | 0 | 2.4 | 6.53 | Sqm |  |  |  | SSR 21-22
|  | 1 | x | 2 | 1 | 0 | 2.7 | 5.4 | Sqm |  |  |  | SSR 21-22
SSR 21-22
[9 empty] | Sqm | 913.89 | SSR 21-22 | 0 | SSR 21-22
6 | Reinforced Brick Masonry for partition walls (11.0 cm thick) in CM (1:6) prop. (Cement : Sand) using common burnt clay bricks of class as per Table- I of IS:1077-1992, Non- Modular or traditional size 23 x 11 x 7 cms from approved source having minimum crushing strength of 40 Kg/Sq.cm and placing 2 Nos. of 6mm M.S plain rods in every third layer with free ends of the reinforcement pegged into mortar joints of main brick walls where applicable including cost and conveyance of all materials and all operational, incidental charges such as labour charges for mixing cement mortar, scaffolding charges, lift charges,and all labour charges etc., but excluding cost of steel and its fabrication charges complete for finished item of work. | [11 empty] | SSR 22-23
| Qty.p.5 of M.B.No.1186/A/ZP/20 | [11 empty] | SSR 22-23
|  | 1 | x | 1 | 10 | 0 | 0.9 | 9 | Sqm |  |  |  | SSR 22-23
|  | 1 | x | 1 | 9.2 | 0 | 0.9 | 8.28 | Sqm |  |  |  | SSR 22-23
|  | 1 | x | 1 | 13.7 | 0 | 0.9 | 12.33 | Sqm |  |  |  | SSR 22-23
|  | 1 | x | 1 | 5.95 | 0 | 0.9 | 5.36 | Sqm |  |  |  | SSR 22-23
SSR 22-23
[9 empty] | Sqm | 999.57 | SSR 22-23 | 0 | SSR 22-23
20 | Masonry work in CM (1:8) prop with Flyash Cement solid blocks of size 290 x 150 x 140 mm for manufacturing of flyash solid blocks using flyash of 80 kgs, cement of 15 kgs. Gypsum of 5 kgs. and stone dust including cost and conveyance of all materials, labour charges, seiniorage charges, scaffolding and curing etc., cpomplete with a compresive streangth not lessthan 50 kg/sqm for walls for Superstructure Walls. | [11 empty] | SSR 19-20
| Qty.p.91 of M.B.No.441/A/ZP/19 | [11 empty] | SSR 19-20
| Plantation walls | 1 | x | 2 | 0.75 | 0.15 | 1.05 | 0.24 | Cum |  |  |  | SSR 19-20
|  | 1 | x | 1 | 1.2 | 0.15 | 0.75 | 0.14 | Cum |  |  |  | SSR 19-20
|  | 1 | x | 1 | 2.85 | 0.15 | 1.2 | 0.51 | Cum |  |  |  | SSR 19-20
SSR 19-20
[9 empty] | Cum | 6013.96 | SSR 19-20 | 0 | SSR 19-20
20 | Masonry work in CM (1:8) prop with Flyash Cement solid blocks of size 290 x 150 x 140 mm for manufacturing of flyash solid blocks using flyash of 80 kgs, cement of 15 kgs. Gypsum of 5 kgs. and stone dust including cost and conveyance of all materials, labour charges, seiniorage charges, scaffolding and curing etc., cpomplete with a compresive streangth not lessthan 50 kg/sqm for walls for Superstructure Walls. | [11 empty] | SSR 20-21
| Qty.p.91 of M.B.No.441/A/ZP/19 | [11 empty] | SSR 20-21
| Plantation walls | 1 | x | 2 | 0.75 | 0.15 | 1.05 | 0.24 | Cum |  |  |  | SSR 20-21
|  | 1 | x | 1 | 1.2 | 0.15 | 0.75 | 0.14 | Cum |  |  |  | SSR 20-21
|  | 1 | x | 1 | 2.85 | 0.15 | 1.2 | 0.51 | Cum |  |  |  | SSR 20-21
SSR 20-21
[9 empty] | Cum | 6227.11 | SSR 20-21 | 0 | SSR 20-21
20 | Masonry work in CM (1:8) prop with Flyash Cement solid blocks of size 290 x 150 x 140 mm for manufacturing of flyash solid blocks using flyash of 80 kgs, cement of 15 kgs. Gypsum of 5 kgs. and stone dust including cost and conveyance of all materials, labour charges, seiniorage charges, scaffolding and curing etc., cpomplete with a compresive streangth not lessthan 50 kg/sqm for walls for Superstructure Walls. | [11 empty] | SSR 21-22
| Qty.p.91 of M.B.No.441/A/ZP/19 | [11 empty] | SSR 21-22
| Plantation walls | 1 | x | 2 | 0.75 | 0.15 | 1.05 | 0.24 | Cum |  |  |  | SSR 21-22
|  | 1 | x | 1 | 1.2 | 0.15 | 0.75 | 0.14 | Cum |  |  |  | SSR 21-22
|  | 1 | x | 1 | 2.85 | 0.15 | 1.2 | 0.51 | Cum |  |  |  | SSR 21-22
SSR 21-22
[9 empty] | Cum | 6774.69 | SSR 21-22 | 0 | SSR 21-22
20 | Masonry work in CM (1:8) prop with Flyash Cement solid blocks of size 290 x 150 x 140 mm for manufacturing of flyash solid blocks using flyash of 80 kgs, cement of 15 kgs. Gypsum of 5 kgs. and stone dust including cost and conveyance of all materials, labour charges, seiniorage charges, scaffolding and curing etc., cpomplete with a compresive streangth not lessthan 50 kg/sqm for walls for Superstructure Walls. | [11 empty] | SSR 22-23
| Qty.p.91 of M.B.No.441/A/ZP/19 | [11 empty] | SSR 22-23
| Plantation walls | 1 | x | 2 | 0.75 | 0.15 | 1.05 | 0.24 | Cum |  |  |  | SSR 22-23
|  | 1 | x | 1 | 1.2 | 0.15 | 0.75 | 0.14 | Cum |  |  |  | SSR 22-23
|  | 1 | x | 1 | 2.85 | 0.15 | 1.2 | 0.51 | Cum |  |  |  | SSR 22-23
SSR 22-23
[9 empty] | Cum | 7187.45 | SSR 22-23 | 0 | SSR 22-23
6 | Ceiling Plastering to Ceiling in CM (1:3) 12mm thick with dubara sponge finishing including c/c of all materials including labour charges such as mixing cement mortar and curing etc complete for finished item of work (APSS 901 & 903) | [11 empty] | SSR 19-20
| Qty.p.18 of M.B.No.1186/A/ZP/20 |  | 26.06.2023 | [9 empty] | SSR 19-20
| Head room ceiling | 1 | x | 1 | 2.68 | 3.16 | 0 | 8.47 | Sqm |  |  |  | SSR 19-20
| Front projection | 1 | x | 1 | 3.7 | 0.3 | 0 | 1.11 | Sqm |  |  |  | SSR 19-20
| Side projection | 1 | x | 2 | 5 | 0.3 | 0 | 3 | Sqm |  |  |  | SSR 19-20
SSR 19-20
[9 empty] | Sqm | 321.79 | SSR 19-20 | 0 | SSR 19-20
7 | Ceiling Plastering to Ceiling in CM (1:3) 12mm thick with dubara sponge finishing including c/c of all materials including labour charges such as mixing cement mortar and curing etc complete for finished item of work (APSS 901 & 903) | [11 empty] | SSR 20-21
| Qty.p.99 of M.B.No.441/A/ZP/19 | [11 empty] | SSR 20-21
| Head room | 1 | x | 1 | 4.16 | 2.72 | 0 | 11.32 | Sqm |  |  |  | SSR 20-21
| slab projection bottom | 1 | x | 1 | 3.78 | 0.6 | 0 | 2.27 | Sqm |  |  |  | SSR 20-21
| Sides | 1 | x | 2 | 4.62 | 0.3 | 0 | 2.77 | Sqm |  |  |  | SSR 20-21
| Slab edges | 1 | x | 1 | 18 | 0 | 0.125 | 2.25 | Sqm |  |  |  | SSR 20-21
SSR 20-21
[9 empty] | Sqm | 344.38 | SSR 20-21 | 0 | SSR 20-21
7 | Ceiling Plastering to Ceiling in CM (1:3) 12mm thick with dubara sponge finishing including c/c of all materials including labour charges such as mixing cement mortar and curing etc complete for finished item of work (APSS 901 & 903) | [11 empty] | SSR 21-22
| Qty.p.17 of M.B.No.441/A/ZP/19 | [11 empty] | SSR 21-22
| Landing side | 1 | x | 1 | 2.93 | 0.87 | 0 | 2.55 | Sqm |  |  |  | SSR 21-22
| Beam sides | 1 | x | 2 | 2.7 | 0.3 | 0 | 1.62 | Sqm |  |  |  | SSR 21-22
| Projection | 1 | x | 2 | 0.88 | 4.6 | 0 | 8.1 | Sqm |  |  |  | SSR 21-22
SSR 21-22
[9 empty] | Sqm | 365.08 | SSR 21-22 | 0 | SSR 21-22
7 | Ceiling Plastering to Ceiling in CM (1:3) 12mm thick with dubara sponge finishing including c/c of all materials including labour charges such as mixing cement mortar and curing etc complete for finished item of work (APSS 901 & 903) | [11 empty] | SSR 22-23
| Qty.p.18 of M.B.No.1186/A/ZP/20 | [11 empty] | SSR 22-23
|  | 1 | x | 1 | 2.68 | 3.16 | 0 | 8.47 | Sqm |  |  |  | SSR 22-23
|  | 1 | x | 1 | 3.7 | 0.3 | 0 | 1.11 | Sqm |  |  |  | SSR 22-23
|  | 1 | x | 2 | 5 | 0.3 | 0 | 3 | Sqm |  |  |  | SSR 22-23
SSR 22-23
[9 empty] | Sqm | 385.55 | SSR 22-23 | 0 | SSR 22-23
8 | Plastering in CM (1:5) 12mm thick single coat including c/c of all materials and labour charges such as mixing cement mortar etc and curing etc complete for finished item of work (APSS 901, 903 & 904) | [11 empty] | SSR 19-20
| Qty.p.44 of M.B.No.441/A/ZP/19 | [11 empty] | SSR 19-20
| long side | 1 | x | 2 | 4.37 | 0 | 2.65 | 23.16 | Sqm |  |  |  | SSR 19-20
| Deduct door | 1 | x | 1 | 0.9 | 0 | 2.08 | -1.87 | Sqm |  |  |  | SSR 19-20
| Parapet wall | 1 | x | 1 | 38.15 | 0 | 0.7 | 26.71 | Sqm |  |  |  | SSR 19-20
| Dummy pillars sides | 8 | x | 2 | 0.115 | 0 | 0.7 | 1.29 | Sqm |  |  |  | SSR 19-20
SSR 19-20
[9 empty] | Sqm | 289.52 | SSR 19-20 | 0 | SSR 19-20
8 | Plastering in CM (1:5) 12mm thick single coat including c/c of all materials and labour charges such as mixing cement mortar etc and curing etc complete for finished item of work (APSS 901, 903 & 904) | [11 empty] | SSR 20-21
| Qty.p.44 of M.B.No.441/A/ZP/19 | [11 empty] | SSR 20-21
| long side | 1 | x | 2 | 4.37 | 0 | 2.65 | 23.16 | Sqm |  |  |  | SSR 20-21
| Deduct door | 1 | x | 1 | 0.9 | 0 | 2.08 | -1.87 | Sqm |  |  |  | SSR 20-21
| Parapet wall | 1 | x | 1 | 38.15 | 0 | 0.7 | 26.71 | Sqm |  |  |  | SSR 20-21
| Dummy pillars sides | 8 | x | 2 | 0.115 | 0 | 0.7 | 1.29 | Sqm |  |  |  | SSR 20-21
SSR 20-21
[9 empty] | Sqm | 312.11 | SSR 20-21 | 0 | SSR 20-21
8 | Plastering in CM (1:5) 12mm thick single coat including c/c of all materials and labour charges such as mixing cement mortar etc and curing etc complete for finished item of work (APSS 901, 903 & 904) | [11 empty] | SSR 21-22
| Qty.p.44 of M.B.No.441/A/ZP/19 | [11 empty] | SSR 21-22
| long side | 1 | x | 2 | 4.37 | 0 | 2.65 | 23.16 | Sqm |  |  |  | SSR 21-22
| Deduct door | 1 | x | 1 | 0.9 | 0 | 2.08 | -1.87 | Sqm |  |  |  | SSR 21-22
| Parapet wall | 1 | x | 1 | 38.15 | 0 | 0.7 | 26.71 | Sqm |  |  |  | SSR 21-22
| Dummy pillars sides | 8 | x | 2 | 0.115 | 0 | 0.7 | 1.29 | Sqm |  |  |  | SSR 21-22
SSR 21-22
[9 empty] | Sqm | 331.62 | SSR 21-22 | 0 | SSR 21-22
8 | Plastering in CM (1:5) 12mm thick single coat including c/c of all materials and labour charges such as mixing cement mortar etc and curing etc complete for finished item of work (APSS 901, 903 & 904) | [11 empty] | SSR 22-23
| Qty.p.44 of M.B.No.441/A/ZP/19 | [11 empty] | SSR 22-23
| long side | 1 | x | 2 | 4.37 | 0 | 2.65 | 23.16 | Sqm |  |  |  | SSR 22-23
| Deduct door | 1 | x | 1 | 0.9 | 0 | 2.08 | -1.87 | Sqm |  |  |  | SSR 22-23
| Parapet wall | 1 | x | 1 | 38.15 | 0 | 0.7 | 26.71 | Sqm |  |  |  | SSR 22-23
| Dummy pillars sides | 8 | x | 2 | 0.115 | 0 | 0.7 | 1.29 | Sqm |  |  |  | SSR 22-23
SSR 22-23
[9 empty] | Sqm | 352.1 | SSR 22-23 | 0 | SSR 22-23
9 | Plastering in CM (1:5) 20mm thick single coat including c/c of all materials including all operational, incidental and labour charges such as mixing cement mortar and curing etc complete for finished item of work (APSS 901, 903 & 904) | [11 empty] | SSR 19-20
| Qty.p.48 of M.B.No.441/A/ZP/19 | [11 empty] | SSR 19-20
|  | 1 | x | 2 | 3.25 | 0 | 2.6 | 16.9 | Sqm |  |  |  | SSR 19-20
|  | 1 | x | 2 | 4.62 | 0 | 2.6 | 24.02 | Sqm |  |  |  | SSR 19-20
| Deduct door | 1 | x | 1 | 0.9 | 0 | 2.08 | -1.87 | Sqm |  |  |  | SSR 19-20
| Parapet wall | 1 | x | 1 | 1.2 | 0 | 1.2 | -1.44 | Sqm |  |  |  | SSR 19-20
SSR 19-20
[9 empty] | Sqm | 307.37 | SSR 19-20 | 0 | SSR 19-20
9 | Plastering in CM (1:5) 20mm thick single coat including c/c of all materials including all operational, incidental and labour charges such as mixing cement mortar and curing etc complete for finished item of work (APSS 901, 903 & 904) | [11 empty] | SSR 20-21
| Qty.p.48 of M.B.No.441/A/ZP/19 | [11 empty] | SSR 20-21
|  | 1 | x | 2 | 3.25 | 0 | 2.6 | 16.9 | Sqm |  |  |  | SSR 20-21
|  | 1 | x | 2 | 4.62 | 0 | 2.6 | 24.02 | Sqm |  |  |  | SSR 20-21
| Deduct door | 1 | x | 1 | 0.9 | 0 | 2.08 | -1.87 | Sqm |  |  |  | SSR 20-21
| Parapet wall | 1 | x | 1 | 1.2 | 0 | 1.2 | -1.44 | Sqm |  |  |  | SSR 20-21
SSR 20-21
[9 empty] | Sqm | 330.52 | SSR 20-21 | 0 | SSR 20-21
9 | Plastering in CM (1:5) 20mm thick single coat including c/c of all materials including all operational, incidental and labour charges such as mixing cement mortar and curing etc complete for finished item of work (APSS 901, 903 & 904) | [11 empty] | SSR 21-22
| Qty.p.48 of M.B.No.441/A/ZP/19 | [11 empty] | SSR 21-22
|  | 1 | x | 2 | 3.25 | 0 | 2.6 | 16.9 | Sqm |  |  |  | SSR 21-22
|  | 1 | x | 2 | 4.62 | 0 | 2.6 | 24.02 | Sqm |  |  |  | SSR 21-22
| Deduct door | 1 | x | 1 | 0.9 | 0 | 2.08 | -1.87 | Sqm |  |  |  | SSR 21-22
| Parapet wall | 1 | x | 1 | 1.2 | 0 | 1.2 | -1.44 | Sqm |  |  |  | SSR 21-22
SSR 21-22
[9 empty] | Sqm | 351.31 | SSR 21-22 | 0 | SSR 21-22
9 | Plastering in CM (1:5) 20mm thick single coat including c/c of all materials including all operational, incidental and labour charges such as mixing cement mortar and curing etc complete for finished item of work (APSS 901, 903 & 904) | [11 empty] | SSR 22-23
| Qty.p.48 of M.B.No.441/A/ZP/19 | [11 empty] | SSR 22-23
|  | 1 | x | 2 | 3.25 | 0 | 2.6 | 16.9 | Sqm |  |  |  | SSR 22-23
|  | 1 | x | 2 | 4.62 | 0 | 2.6 | 24.02 | Sqm |  |  |  | SSR 22-23
| Deduct door | 1 | x | 1 | 0.9 | 0 | 2.08 | -1.87 | Sqm |  |  |  | SSR 22-23
| Parapet wall | 1 | x | 1 | 1.2 | 0 | 1.2 | -1.44 | Sqm |  |  |  | SSR 22-23
SSR 22-23
[9 empty] | Sqm | 372.29 | SSR 22-23 | 0 | SSR 22-23
7 | Plastering to brick masonary wall with 12mm thick double coat in CM (1:5) 8 mm thick base coat and CM (1:3) of 4mm thick top coat with dubara sponge finish including c/c of all materials including all operational, incidental and labour charges such as mixing cement mortar and curing etc complete for finished item of work (APSS 901, 903 & 904) | [11 empty] | SSR 19-20
| Qty.p.23 of M.B.No.1186/A/ZP/20 |  | 26.06.2023 | [9 empty] | SSR 19-20
|  | 1 | x | 2 | 2.72 | 0 | 2.38 | 12.95 | Sqm |  |  |  | SSR 19-20
|  | 1 | x | 2 | 3.16 | 0 | 2.38 | 15.04 | Sqm |  |  |  | SSR 19-20
| Deduct door | 1 | x | 1 | 0.9 | 0 | 2.1 | -1.89 | Sqm |  |  |  | SSR 19-20
| Deduct door | 1 | x | 1 | 1.2 | 0 | 1.1 | -1.32 | Sqm |  |  |  | SSR 19-20
| Parapet wall | 1 | x | 1 | 10.05 | 0 | 1.9 | 19.1 | Sqm |  |  |  | SSR 19-20
|  | 1 | x | 1 | 9.2 | 0 | 1.9 | 17.48 | Sqm |  |  |  | SSR 19-20
|  | 1 | x | 1 | 13.7 | 0 | 1.9 | 26.03 | Sqm |  |  |  | SSR 19-20
|  | 1 | x | 1 | 5.95 | 0 | 1.9 | 11.31 | Sqm |  |  |  | SSR 19-20
SSR 19-20
[9 empty] | Sqm | 380.2 | SSR 19-20 | 0 | SSR 19-20
8 | Plastering to brick masonary wall with 12mm thick double coat in CM (1:5) 8 mm thick base coat and CM (1:3) of 4mm thick top coat with dubara sponge finish including c/c of all materials including all operational, incidental and labour charges such as mixing cement mortar and curing etc complete for finished item of work (APSS 901, 903 & 904) | [11 empty] | SSR 20-21
| Qty.p.8 of M.B.No.432/A/ZP/19 | [11 empty] | SSR 20-21
| Staircase room alround | 1 | x | 1 | 13.76 | 0 | 2.4 | 33.02 | Sqm |  |  |  | SSR 20-21
| Deduct door | 1 | x | 1 | 1.2 | 0 | 2.1 | -2.52 | Sqm |  |  |  | SSR 20-21
| Deduct Elevation glass fitting | 1 | x | 1 | 1.27 | 0 | 1.8 | -2.29 | Sqm |  |  |  | SSR 20-21
| RB sides | 1 | x | 2 | 2.4 | 0 | 0.3 | 1.44 | Sqm |  |  |  | SSR 20-21
| Elevation glass fittings sides | 1 | x | 1 | 6.1 | 0.23 | 0 | 1.4 | Sqm |  |  |  | SSR 20-21
SSR 20-21
[9 empty] | Sqm | 410.98 | SSR 20-21 | 0 | SSR 20-21
8 | Plastering to brick masonary wall with 12mm thick double coat in CM (1:5) 8 mm thick base coat and CM (1:3) of 4mm thick top coat with dubara sponge finish including c/c of all materials including all operational, incidental and labour charges such as mixing cement mortar and curing etc complete for finished item of work (APSS 901, 903 & 904) | [11 empty] | SSR 21-22
| Qty.p.17 of M.B.No.441/A/ZP/19 | [11 empty] | SSR 21-22
| long side | 1 | x | 2 | 4.64 | 0 | 2.7 | 25.06 | Sqm |  |  |  | SSR 21-22
| Deduct door | 1 | x | 1 | 1.07 | 0 | 2.12 | -2.27 | Sqm |  |  |  | SSR 21-22
| Parapet wall | 1 | x | 1 | 37.8 | 0 | 0.88 | 33.26 | Sqm |  |  |  | SSR 21-22
SSR 21-22
[9 empty] | Sqm | 436.23 | SSR 21-22 | 0 | SSR 21-22
8 | Plastering to brick masonary wall with 12mm thick double coat in CM (1:5) 8 mm thick base coat and CM (1:3) of 4mm thick top coat with dubara sponge finish including c/c of all materials including all operational, incidental and labour charges such as mixing cement mortar and curing etc complete for finished item of work (APSS 901, 903 & 904) | [11 empty] | SSR 22-23
| Qty.p.23 of M.B.No.1186/A/ZP/20 | [11 empty] | SSR 22-23
|  | 1 | x | 2 | 2.72 | 0 | 2.38 | 12.95 | Sqm |  |  |  | SSR 22-23
|  | 1 | x | 2 | 3.16 | 0 | 2.38 | 15.04 | Sqm |  |  |  | SSR 22-23
|  | 1 | x | 1 | 0.9 | 0 | 2.1 | -1.89 | Sqm |  |  |  | SSR 22-23
|  | 1 | x | 1 | 1.2 | 0 | 1.1 | -1.32 | Sqm |  |  |  | SSR 22-23
|  | 1 | x | 1 | 10.05 | 0 | 1.9 | 19.1 | Sqm |  |  |  | SSR 22-23
|  | 1 | x | 1 | 9.2 | 0 | 1.9 | 17.48 | Sqm |  |  |  | SSR 22-23
|  | 1 | x | 1 | 13.7 | 0 | 1.9 | 26.03 | Sqm |  |  |  | SSR 22-23
|  | 1 | x | 1 | 5.95 | 0 | 1.9 | 11.31 | Sqm |  |  |  | SSR 22-23
SSR 22-23
[9 empty] | Sqm | 464.16 | SSR 22-23 | 0 | SSR 22-23
8 | Plastering to brick masonary wall with 20mm thick double coat in CM (1:6) 16 mm thick base coat and CM (1:4) of 4mm thick top coat with dubara sponge finish including c/c of all materials including all operational, incidental and labour charges such as mixing cement mortar and curing etc complete for finished item of work (APSS 901, 903 & 904) | [11 empty] | SSR 19-20
| Qty.p.24 of M.B.No.1186/A/ZP/20 |  | 26.06.2023 | [9 empty] | SSR 19-20
| head room | 1 | x | 2 | 4.5 | 0 | 2.38 | 21.42 | Sqm |  |  |  | SSR 19-20
|  | 1 | x | 2 | 3.2 | 0 | 2.38 | 15.23 | Sqm |  |  |  | SSR 19-20
| deduct opening | 1 | x | 1 | 1.2 | 0 | 1.1 | -1.32 | Sqm |  |  |  | SSR 19-20
SSR 19-20
[9 empty] | Sqm | 393.56 | SSR 19-20 | 0 | SSR 19-20
9 | Plastering to brick masonary wall with 20mm thick double coat in CM (1:6) 16 mm thick base coat and CM (1:4) of 4mm thick top coat with dubara sponge finish including c/c of all materials including all operational, incidental and labour charges such as mixing cement mortar and curing etc complete for finished item of work (APSS 901, 903 & 904) | [11 empty] | SSR 20-21
| Qty.p.13 of M.B.No.432/A/ZP/19 | [11 empty] | SSR 20-21
| head room alround | 1 | x | 1 | 15.6 | 0 | 2.4 | 37.44 | Sqm |  |  |  | SSR 20-21
| Deduct door | 1 | x | 1 | 1.2 | 0 | 2.1 | -2.52 | Sqm |  |  |  | SSR 20-21
| Staircase elevation fitting | 1 | x | 1 | 1.27 | 0 | 1.8 | -2.29 | Sqm |  |  |  | SSR 20-21
| Slab edges | 1 | x | 1 | 18 | 0 | 0.125 | 2.25 | Sqm |  |  |  | SSR 20-21
| Qty.p.13 of M.B.No.432/A/ZP/19 | [11 empty] | SSR 20-21
| Parapet wall | 1 | x | 2 | 41.7 | 0 | 0.9 | 75.06 | Sqm |  |  |  | SSR 20-21
SSR 20-21
[9 empty] | Sqm | 424.91 | SSR 20-21 | 0 | SSR 20-21
9 | Plastering to brick masonary wall with 20mm thick double coat in CM (1:6) 16 mm thick base coat and CM (1:4) of 4mm thick top coat with dubara sponge finish including c/c of all materials including all operational, incidental and labour charges such as mixing cement mortar and curing etc complete for finished item of work (APSS 901, 903 & 904) | [11 empty] | SSR 21-22
| Qty.p.21 of M.B.No.441/A/ZP/19 | [11 empty] | SSR 21-22
|  | 1 | x | 2 | 3.25 | 0 | 2.7 | 17.55 | Sqm |  |  |  | SSR 21-22
|  | 1 | x | 2 | 4.74 | 0 | 2.7 | 25.6 | Sqm |  |  |  | SSR 21-22
| Parapet wall | 1 | x | 1 | 1.5 | 0 | 1.35 | -2.03 | Sqm |  |  |  | SSR 21-22
SSR 21-22
[9 empty] | Sqm | 451.54 | SSR 21-22 | 0 | SSR 21-22
8 | Plastering to brick masonary wall with 20mm thick double coat in CM (1:6) 16 mm thick base coat and CM (1:4) of 4mm thick top coat with dubara sponge finish including c/c of all materials including all operational, incidental and labour charges such as mixing cement mortar and curing etc complete for finished item of work (APSS 901, 903 & 904) | [11 empty] | SSR 22-23
| Qty.p.24 of M.B.No.1186/A/ZP/20 |  | 26.06.2023 | [9 empty] | SSR 22-23
| head room | 1 | x | 2 | 4.5 | 0 | 2.38 | 21.42 | Sqm |  |  |  | SSR 22-23
|  | 1 | x | 2 | 3.2 | 0 | 2.38 | 15.23 | Sqm |  |  |  | SSR 22-23
| deduct opening | 1 | x | 1 | 1.2 | 0 | 1.1 | -1.32 | Sqm |  |  |  | SSR 22-23
SSR 22-23
[9 empty] | Sqm | 479.98 | SSR 22-23 | 0 | SSR 22-23
13 | Plain Cement Concrete M30 Nominal mix (Cement: Sand: Metal) corresponding Table 9 of IS 456 using 20mm size graded machine crushed hard granite metal from approved quarry including c/c of all materials like Cement, Sand, coarse aggregate, water etc to site, all marerials including labour charges such as machine mixing, laying concrete, curing etc complete but excluding cost of steel and its fabrication charges for finished item of work for Steps | [11 empty] | SSR 19-20
| Qty.P.No. 18 of M.B.No.441/A/ZP/19 | [11 empty] | SSR 19-20
|  | 11 | x | 0.5 | 1.8 | 0.3 | 0.15 | 0.45 | Cum |  |  |  | SSR 19-20
SSR 19-20
[9 empty] | Cum | 5152.25 | SSR 19-20 | 0 | SSR 19-20
13 | Plain Cement Concrete M30 Nominal mix (Cement: Sand: Metal) corresponding Table 9 of IS 456 using 20mm size graded machine crushed hard granite metal from approved quarry including c/c of all materials like Cement, Sand, coarse aggregate, water etc to site, all marerials including labour charges such as machine mixing, laying concrete, curing etc complete but excluding cost of steel and its fabrication charges for finished item of work for Steps | [11 empty] | SSR 20-21
| Qty.P.No. 18 of M.B.No.441/A/ZP/19 | [11 empty] | SSR 20-21
|  | 11 | x | 0.5 | 1.8 | 0.3 | 0.15 | 0.45 | Cum |  |  |  | SSR 20-21
SSR 20-21
[9 empty] | Cum | 5333.72 | SSR 20-21 | 0 | SSR 20-21
13 | Plain Cement Concrete M30 Nominal mix (Cement: Sand: Metal) corresponding Table 9 of IS 456 using 20mm size graded machine crushed hard granite metal from approved quarry including c/c of all materials like Cement, Sand, coarse aggregate, water etc to site, all marerials including labour charges such as machine mixing, laying concrete, curing etc complete but excluding cost of steel and its fabrication charges for finished item of work for Steps | [11 empty] | SSR 21-22
| Qty.P.No. 18 of M.B.No.441/A/ZP/19 | [11 empty] | SSR 21-22
|  | 11 | x | 0.5 | 1.8 | 0.3 | 0.15 | 0.45 | Cum |  |  |  | SSR 21-22
SSR 21-22
[9 empty] | Cum | 5579.32 | SSR 21-22 | 0 | SSR 21-22
13 | Plain Cement Concrete M30 Nominal mix (Cement: Sand: Metal) corresponding Table 9 of IS 456 using 20mm size graded machine crushed hard granite metal from approved quarry including c/c of all materials like Cement, Sand, coarse aggregate, water etc to site, all marerials including labour charges such as machine mixing, laying concrete, curing etc complete but excluding cost of steel and its fabrication charges for finished item of work for Steps | [11 empty] | SSR 22-23
| Qty.P.No. 18 of M.B.No.441/A/ZP/19 | [11 empty] | SSR 22-23
|  | 11 | x | 0.5 | 1.8 | 0.3 | 0.15 | 0.45 | Cum |  |  |  | SSR 22-23
SSR 22-23
[9 empty] | Cum | 5843.94 | SSR 22-23 | 0 | SSR 22-23
10 | Flooring with Porcelain Vitrified tiles stain free double charged of 1st quality and of size not less than 600X600X8mm thickness glossy finish premium colours, set over base coat of CM (1:8), 12mm thick over already laid CC bed / RCC Roof slab, including neat Cement slurry of honey like consistency spread @ 3.30 Kgs per Sqm & jointed with neat white Cement paste to full depth mixed with pigment of matching shade including c/c of all materials like Cement, Sand and Water and tiles etc complete including labour charges etc complete for finished item of work | [11 empty] | SSR 19-20
| Qty.p.85 of M.B.No.441/A/ZP/19 | [11 empty] | SSR 19-20
| head room side | 1 | x | 1 | 4 | 2.57 | 0 | 10.28 | Sqm |  |  |  | SSR 19-20
| Deduct columns | 1 | x | 2 | 0.44 | 0.26 | 0 | -0.23 | Sqm |  |  |  | SSR 19-20
SSR 19-20
[9 empty] | Sqm | 1048.97 | SSR 19-20 | 0 | SSR 19-20
10 | Flooring with Porcelain Vitrified tiles stain free double charged of 1st quality and of size not less than 600X600X8mm thickness glossy finish premium colours, set over base coat of CM (1:8), 12mm thick over already laid CC bed / RCC Roof slab, including neat Cement slurry of honey like consistency spread @ 3.30 Kgs per Sqm & jointed with neat white Cement paste to full depth mixed with pigment of matching shade including c/c of all materials like Cement, Sand and Water and tiles etc complete including labour charges etc complete for finished item of work | [11 empty] | SSR 20-21
| Qty.p.85 of M.B.No.441/A/ZP/19 | [11 empty] | SSR 20-21
| head room side | 1 | x | 1 | 4 | 2.57 | 0 | 10.28 | Sqm |  |  |  | SSR 20-21
| Deduct columns | 1 | x | 2 | 0.44 | 0.26 | 0 | -0.23 | Sqm |  |  |  | SSR 20-21
SSR 20-21
[9 empty] | Sqm | 1082.75 | SSR 20-21 | 0 | SSR 20-21
10 | Flooring with Porcelain Vitrified tiles stain free double charged of 1st quality and of size not less than 600X600X8mm thickness glossy finish premium colours, set over base coat of CM (1:8), 12mm thick over already laid CC bed / RCC Roof slab, including neat Cement slurry of honey like consistency spread @ 3.30 Kgs per Sqm & jointed with neat white Cement paste to full depth mixed with pigment of matching shade including c/c of all materials like Cement, Sand and Water and tiles etc complete including labour charges etc complete for finished item of work | [11 empty] | SSR 21-22
| Qty.p.85 of M.B.No.441/A/ZP/19 | [11 empty] | SSR 21-22
| head room side | 1 | x | 1 | 4 | 2.57 | 0 | 10.28 | Sqm |  |  |  | SSR 21-22
| Deduct columns | 1 | x | 2 | 0.44 | 0.26 | 0 | -0.23 | Sqm |  |  |  | SSR 21-22
SSR 21-22
[9 empty] | Sqm | 1108.35 | SSR 21-22 | 0 | SSR 21-22
10 | Flooring with Porcelain Vitrified tiles stain free double charged of 1st quality and of size not less than 600X600X8mm thickness glossy finish premium colours, set over base coat of CM (1:8), 12mm thick over already laid CC bed / RCC Roof slab, including neat Cement slurry of honey like consistency spread @ 3.30 Kgs per Sqm & jointed with neat white Cement paste to full depth mixed with pigment of matching shade including c/c of all materials like Cement, Sand and Water and tiles etc complete including labour charges etc complete for finished item of work | [11 empty] | SSR 22-23
| Qty.p.85 of M.B.No.441/A/ZP/19 | [11 empty] | SSR 22-23
| head room side | 1 | x | 1 | 4 | 2.57 | 0 | 10.28 | Sqm |  |  |  | SSR 22-23
| Deduct columns | 1 | x | 2 | 0.44 | 0.26 | 0 | -0.23 | Sqm |  |  |  | SSR 22-23
SSR 22-23
[9 empty] | Sqm | 1139.42 | SSR 22-23 | 0 | SSR 22-23
25 | Providing Skirting to internal walls to 15cm height / risers of steps with Porcelain Vitrified tiles length equal to flooring stones, set over base coat of CM (1:5) 12mm thick with Cement slurry of honey like consistency spread @ 3.30 Kgs per Sqm & jointed with white Cement paste mixed with pigment of matching shade to full depth, including c/c of materials like Cement, Sand and Water and tiles etc complete for finished item of work | [11 empty] | SSR 19-20
| Qty.p.11 of M.B.No.441/A/ZP/19 | [11 empty] | SSR 19-20
| Hall | 1 | x | 1 | 26.94 | 0 | 0.1 | 2.69 | Sqm |  |  |  | SSR 19-20
| Godown | 1 | x | 1 | 23.1 | 0 | 0.1 | 2.31 | Sqm |  |  |  | SSR 19-20
| Below staircase | 1 | x | 1 | 6.32 | 0 | 0.1 | 0.63 | Sqm |  |  |  | SSR 19-20
SSR 19-20
[9 empty] | Sqm | 1044.9 | SSR 19-20 | 0 | SSR 19-20
25 | Providing Skirting to internal walls to 15cm height / risers of steps with Porcelain Vitrified tiles length equal to flooring stones, set over base coat of CM (1:5) 12mm thick with Cement slurry of honey like consistency spread @ 3.30 Kgs per Sqm & jointed with white Cement paste mixed with pigment of matching shade to full depth, including c/c of materials like Cement, Sand and Water and tiles etc complete for finished item of work | [11 empty] | SSR 20-21
| Qty.p.11 of M.B.No.441/A/ZP/19 | [11 empty] | SSR 20-21
| Hall | 1 | x | 1 | 26.94 | 0 | 0.1 | 2.69 | Sqm |  |  |  | SSR 20-21
| Godown | 1 | x | 1 | 23.1 | 0 | 0.1 | 2.31 | Sqm |  |  |  | SSR 20-21
| Below staircase | 1 | x | 1 | 6.32 | 0 | 0.1 | 0.63 | Sqm |  |  |  | SSR 20-21
SSR 20-21
[9 empty] | Sqm | 1078.42 | SSR 20-21 | 0 | SSR 20-21
25 | Providing Skirting to internal walls to 15cm height / risers of steps with Porcelain Vitrified tiles length equal to flooring stones, set over base coat of CM (1:5) 12mm thick with Cement slurry of honey like consistency spread @ 3.30 Kgs per Sqm & jointed with white Cement paste mixed with pigment of matching shade to full depth, including c/c of materials like Cement, Sand and Water and tiles etc complete for finished item of work | [11 empty] | SSR 21-22
| Qty.p.11 of M.B.No.441/A/ZP/19 | [11 empty] | SSR 21-22
| Hall | 1 | x | 1 | 26.94 | 0 | 0.1 | 2.69 | Sqm |  |  |  | SSR 21-22
| Godown | 1 | x | 1 | 23.1 | 0 | 0.1 | 2.31 | Sqm |  |  |  | SSR 21-22
| Below staircase | 1 | x | 1 | 6.32 | 0 | 0.1 | 0.63 | Sqm |  |  |  | SSR 21-22
SSR 21-22
[9 empty] | Sqm | 1103.42 | SSR 21-22 | 0 | SSR 21-22
25 | Providing Skirting to internal walls to 15cm height / risers of steps with Porcelain Vitrified tiles length equal to flooring stones, set over base coat of CM (1:5) 12mm thick with Cement slurry of honey like consistency spread @ 3.30 Kgs per Sqm & jointed with white Cement paste mixed with pigment of matching shade to full depth, including c/c of materials like Cement, Sand and Water and tiles etc complete for finished item of work | [11 empty] | SSR 22-23
| Qty.p.11 of M.B.No.441/A/ZP/19 | [11 empty] | SSR 22-23
| Hall | 1 | x | 1 | 26.94 | 0 | 0.1 | 2.69 | Sqm |  |  |  | SSR 22-23
| Godown | 1 | x | 1 | 23.1 | 0 | 0.1 | 2.31 | Sqm |  |  |  | SSR 22-23
| Below staircase | 1 | x | 1 | 6.32 | 0 | 0.1 | 0.63 | Sqm |  |  |  | SSR 22-23
SSR 22-23
[9 empty] | Sqm | 1134.08 | SSR 22-23 | 0 | SSR 22-23
23 | Flooring with high polished granite 16 to 18 mm mm thick slabs other than black set over base coat of cement mortar (1:8), 20 mm thick over CC bed already laid or RCC roof slab, including neat cement slurry of honey like consistency spread @ 3.3.kgs per sqm & jointed neatly with white cement paste mixed with pigment of matching shade to full depth, including cost of all materials like cement, sand water and tilesetc., complete, including seigniorage charges, labour charges for dressing of tilesetc., complete for finished item of work, but excluding the cost of conveyance of all materials | [11 empty] | SSR 19-20
| Qty.p.51 of M.B.No.441/A/ZP/19 | [11 empty] | SSR 19-20
|  | 1 | x | 2 | 3.1 | 1.08 | 0 | 6.7 | Sqm |  |  |  | SSR 19-20
|  | 1 | x | 1 | 3.69 | 2 | 0 | 7.38 | Sqm |  |  |  | SSR 19-20
|  | 4 | x | 0.785 | 0.23 | 0.23 | 0 | -0.17 | Sqm |  |  |  | SSR 19-20
SSR 19-20
[9 empty] | Sqm | 2934.5 | SSR 19-20 | 0 | SSR 19-20
23 | Flooring with high polished granite 16 to 18 mm mm thick slabs other than black set over base coat of cement mortar (1:8), 20 mm thick over CC bed already laid or RCC roof slab, including neat cement slurry of honey like consistency spread @ 3.3.kgs per sqm & jointed neatly with white cement paste mixed with pigment of matching shade to full depth, including cost of all materials like cement, sand water and tilesetc., complete, including seigniorage charges, labour charges for dressing of tilesetc., complete for finished item of work, but excluding the cost of conveyance of all materials | [11 empty] | SSR 20-21
| Qty.p.51 of M.B.No.441/A/ZP/19 | [11 empty] | SSR 20-21
|  | 1 | x | 2 | 3.1 | 1.08 | 0 | 6.7 | Sqm |  |  |  | SSR 20-21
|  | 1 | x | 1 | 3.69 | 2 | 0 | 7.38 | Sqm |  |  |  | SSR 20-21
|  | 4 | x | 0.785 | 0.23 | 0.23 | 0 | -0.17 | Sqm |  |  |  | SSR 20-21
SSR 20-21
[9 empty] | Sqm | 3003.21 | SSR 20-21 | 0 | SSR 20-21
23 | Flooring with high polished granite 16 to 18 mm mm thick slabs other than black set over base coat of cement mortar (1:8), 20 mm thick over CC bed already laid or RCC roof slab, including neat cement slurry of honey like consistency spread @ 3.3.kgs per sqm & jointed neatly with white cement paste mixed with pigment of matching shade to full depth, including cost of all materials like cement, sand water and tilesetc., complete, including seigniorage charges, labour charges for dressing of tilesetc., complete for finished item of work, but excluding the cost of conveyance of all materials | [11 empty] | SSR 21-22
| Qty.p.51 of M.B.No.441/A/ZP/19 | [11 empty] | SSR 21-22
|  | 1 | x | 2 | 3.1 | 1.08 | 0 | 6.7 | Sqm |  |  |  | SSR 21-22
|  | 1 | x | 1 | 3.69 | 2 | 0 | 7.38 | Sqm |  |  |  | SSR 21-22
|  | 4 | x | 0.785 | 0.23 | 0.23 | 0 | -0.17 | Sqm |  |  |  | SSR 21-22
SSR 21-22
[9 empty] | Sqm | 3066.62 | SSR 21-22 | 0 | SSR 21-22
23 | Flooring with high polished granite 16 to 18 mm mm thick slabs other than black set over base coat of cement mortar (1:8), 20 mm thick over CC bed already laid or RCC roof slab, including neat cement slurry of honey like consistency spread @ 3.3.kgs per sqm & jointed neatly with white cement paste mixed with pigment of matching shade to full depth, including cost of all materials like cement, sand water and tilesetc., complete, including seigniorage charges, labour charges for dressing of tilesetc., complete for finished item of work, but excluding the cost of conveyance of all materials | [11 empty] | SSR 22-23
| Qty.p.51 of M.B.No.441/A/ZP/19 | [11 empty] | SSR 22-23
|  | 1 | x | 2 | 3.1 | 1.08 | 0 | 6.7 | Sqm |  |  |  | SSR 22-23
|  | 1 | x | 1 | 3.69 | 2 | 0 | 7.38 | Sqm |  |  |  | SSR 22-23
|  | 4 | x | 0.785 | 0.23 | 0.23 | 0 | -0.17 | Sqm |  |  |  | SSR 22-23
SSR 22-23
[9 empty] | Sqm | 3248.17 | SSR 22-23 | 0 | SSR 22-23
24 | Providing skirting to internal walls to 15 cm height/risers of steps with 16-18 mm thick polished granite tiles length equal to flooring stones, set over base coat of CM (1:3) 12 mm thick with cement slurry of honey like consistency spread at the rate of 3.30 kgs per sqm and jointed with white cement paste mixed with pigment of matching shade to full depth, including cost of all materials like tiles, cement, sand and water etc., complete including seigniorage charges, etc., complete for finished item of work | [11 empty] | SSR 19-20
| Qty.p.52 of M.B.No.441/A/ZP/19 | [11 empty] | SSR 19-20
| Front entrane | 1 | x | 1 | 6 | 0 | 0.15 | 0.9 | Sqm |  |  |  | SSR 19-20
|  | 1 | x | 1 | 6 | 0 | 0.15 | 0.9 | Sqm |  |  |  | SSR 19-20
| 2nd flight raisers | 1 | x | 11 | 1.35 | 0 | 0.15 | 2.23 | Sqm |  |  |  | SSR 19-20
SSR 19-20
[9 empty] | Sqm | 2740.43 | SSR 19-20 | 0 | SSR 19-20
24 | Providing skirting to internal walls to 15 cm height/risers of steps with 16-18 mm thick polished granite tiles length equal to flooring stones, set over base coat of CM (1:3) 12 mm thick with cement slurry of honey like consistency spread at the rate of 3.30 kgs per sqm and jointed with white cement paste mixed with pigment of matching shade to full depth, including cost of all materials like tiles, cement, sand and water etc., complete including seigniorage charges, etc., complete for finished item of work | [11 empty] | SSR 20-21
| Qty.p.52 of M.B.No.441/A/ZP/19 | [11 empty] | SSR 20-21
| Front entrane | 1 | x | 1 | 6 | 0 | 0.15 | 0.9 | Sqm |  |  |  | SSR 20-21
|  | 1 | x | 1 | 6 | 0 | 0.15 | 0.9 | Sqm |  |  |  | SSR 20-21
| 2nd flight raisers | 1 | x | 11 | 1.35 | 0 | 0.15 | 2.23 | Sqm |  |  |  | SSR 20-21
SSR 20-21
[9 empty] | Sqm | 2787.53 | SSR 20-21 | 0 | SSR 20-21
24 | Providing skirting to internal walls to 15 cm height/risers of steps with 16-18 mm thick polished granite tiles length equal to flooring stones, set over base coat of CM (1:3) 12 mm thick with cement slurry of honey like consistency spread at the rate of 3.30 kgs per sqm and jointed with white cement paste mixed with pigment of matching shade to full depth, including cost of all materials like tiles, cement, sand and water etc., complete including seigniorage charges, etc., complete for finished item of work | [11 empty] | SSR 21-22
| Qty.p.52 of M.B.No.441/A/ZP/19 | [11 empty] | SSR 21-22
| Front entrane | 1 | x | 1 | 6 | 0 | 0.15 | 0.9 | Sqm |  |  |  | SSR 21-22
|  | 1 | x | 1 | 6 | 0 | 0.15 | 0.9 | Sqm |  |  |  | SSR 21-22
| 2nd flight raisers | 1 | x | 11 | 1.35 | 0 | 0.15 | 2.23 | Sqm |  |  |  | SSR 21-22
SSR 21-22
[9 empty] | Sqm | 2831.2 | SSR 21-22 | 0 | SSR 21-22
24 | Providing skirting to internal walls to 15 cm height/risers of steps with 16-18 mm thick polished granite tiles length equal to flooring stones, set over base coat of CM (1:3) 12 mm thick with cement slurry of honey like consistency spread at the rate of 3.30 kgs per sqm and jointed with white cement paste mixed with pigment of matching shade to full depth, including cost of all materials like tiles, cement, sand and water etc., complete including seigniorage charges, etc., complete for finished item of work | [11 empty] | SSR 22-23
| Qty.p.52 of M.B.No.441/A/ZP/19 | [11 empty] | SSR 22-23
| Front entrane | 1 | x | 1 | 6 | 0 | 0.15 | 0.9 | Sqm |  |  |  | SSR 22-23
|  | 1 | x | 1 | 6 | 0 | 0.15 | 0.9 | Sqm |  |  |  | SSR 22-23
| 2nd flight raisers | 1 | x | 11 | 1.35 | 0 | 0.15 | 2.23 | Sqm |  |  |  | SSR 22-23
SSR 22-23
[9 empty] | Sqm | 2995.66 | SSR 22-23 | 0 | SSR 22-23
26 | Flooring with chequrred terrazzo tiles of 22 mm thick (medium shade) set over base coat of cement mortar (1:6) 12 mm thick over CC bed already laid or RCC roof slab, including near cement slurry of honey like consistency spread @ 3.3.kgs per sqm & jointed with neat cement to full depth mixed with pigment of matching shade including cost of all materials like cement, sand water and tiles etc., complete, including seigniorage charges, complete for finished item of work, | [11 empty] | SSR 19-20
| Qty.p.13 of M.B.No.441/A/ZP/19 | [11 empty] | SSR 19-20
| Verandah | 1 | x | 1 | 9.87 | 1.83 | 0 | 18.06 | Sqm |  |  |  | SSR 19-20
| Ramp | 1 | x | 1 | 2.83 | 1.55 | 0 | 4.39 | Sqm |  |  |  | SSR 19-20
| Staircase steps | 1 | x | 21 | 1.28 | 0.3 | 0 | 8.06 | Sqm |  |  |  | SSR 19-20
SSR 19-20
[9 empty] | Sqm | 660.95 | SSR 19-20 | 0 | SSR 19-20
26 | Flooring with chequrred terrazzo tiles of 22 mm thick (medium shade) set over base coat of cement mortar (1:6) 12 mm thick over CC bed already laid or RCC roof slab, including near cement slurry of honey like consistency spread @ 3.3.kgs per sqm & jointed with neat cement to full depth mixed with pigment of matching shade including cost of all materials like cement, sand water and tiles etc., complete, including seigniorage charges, complete for finished item of work, | [11 empty] | SSR 20-21
| Qty.p.13 of M.B.No.441/A/ZP/19 | [11 empty] | SSR 20-21
| Verandah | 1 | x | 1 | 9.87 | 1.83 | 0 | 18.06 | Sqm |  |  |  | SSR 20-21
| Ramp | 1 | x | 1 | 2.83 | 1.55 | 0 | 4.39 | Sqm |  |  |  | SSR 20-21
| Staircase steps | 1 | x | 21 | 1.28 | 0.3 | 0 | 8.06 | Sqm |  |  |  | SSR 20-21
SSR 20-21
[9 empty] | Sqm | 709.65 | SSR 20-21 | 0 | SSR 20-21
26 | Flooring with chequrred terrazzo tiles of 22 mm thick (medium shade) set over base coat of cement mortar (1:6) 12 mm thick over CC bed already laid or RCC roof slab, including near cement slurry of honey like consistency spread @ 3.3.kgs per sqm & jointed with neat cement to full depth mixed with pigment of matching shade including cost of all materials like cement, sand water and tiles etc., complete, including seigniorage charges, complete for finished item of work, | [11 empty] | SSR 21-22
| Qty.p.13 of M.B.No.441/A/ZP/19 | [11 empty] | SSR 21-22
| Verandah | 1 | x | 1 | 9.87 | 1.83 | 0 | 18.06 | Sqm |  |  |  | SSR 21-22
| Ramp | 1 | x | 1 | 2.83 | 1.55 | 0 | 4.39 | Sqm |  |  |  | SSR 21-22
| Staircase steps | 1 | x | 21 | 1.28 | 0.3 | 0 | 8.06 | Sqm |  |  |  | SSR 21-22
SSR 21-22
[9 empty] | Sqm | 718.32 | SSR 21-22 | 0 | SSR 21-22
26 | Flooring with chequrred terrazzo tiles of 22 mm thick (medium shade) set over base coat of cement mortar (1:6) 12 mm thick over CC bed already laid or RCC roof slab, including near cement slurry of honey like consistency spread @ 3.3.kgs per sqm & jointed with neat cement to full depth mixed with pigment of matching shade including cost of all materials like cement, sand water and tiles etc., complete, including seigniorage charges, complete for finished item of work, | [11 empty] | SSR 22-23
| Qty.p.13 of M.B.No.441/A/ZP/19 | [11 empty] | SSR 22-23
| Verandah | 1 | x | 1 | 9.87 | 1.83 | 0 | 18.06 | Sqm |  |  |  | SSR 22-23
| Ramp | 1 | x | 1 | 2.83 | 1.55 | 0 | 4.39 | Sqm |  |  |  | SSR 22-23
| Staircase steps | 1 | x | 21 | 1.28 | 0.3 | 0 | 8.06 | Sqm |  |  |  | SSR 22-23
SSR 22-23
[9 empty] | Sqm | 816.76 | SSR 22-23 | 0 | SSR 22-23
27 | Providing skirting to internal walls to 15 cm height/risers of steps with chequrred terrazzo tiles length equal to flooring stones, set over base coat of CM (1:5) 12 mm thick with cement slurry of honey like consistency spread at the rate of 3.30 kgs per sqm and jointed with white cement paste mixed with pigment of matching shade to full depth, including cost of all materials like tiles, cement, sand and water etc., complete including seigniorage charges, etc., complete for finished item of work, | [11 empty] | SSR 19-20
| Qty.p.14 of M.B.No.441/A/ZP/19 | [11 empty] | SSR 19-20
| Landing | 1 | x | 2 | 5.25 | 0 | 0.1 | 1.05 | Sqm |  |  |  | SSR 19-20
| Verandah | 1 | x | 1 | 9.87 | 0 | 0.1 | 0.99 | Sqm |  |  |  | SSR 19-20
| Waiting room | 1 | x | 1 | 10.53 | 0 | 0.1 | 1.05 | Sqm |  |  |  | SSR 19-20
SSR 19-20
[9 empty] | Sqm | 681.6 | SSR 19-20 | 0 | SSR 19-20
27 | Providing skirting to internal walls to 15 cm height/risers of steps with chequrred terrazzo tiles length equal to flooring stones, set over base coat of CM (1:5) 12 mm thick with cement slurry of honey like consistency spread at the rate of 3.30 kgs per sqm and jointed with white cement paste mixed with pigment of matching shade to full depth, including cost of all materials like tiles, cement, sand and water etc., complete including seigniorage charges, etc., complete for finished item of work, | [11 empty] | SSR 20-21
| Qty.p.14 of M.B.No.441/A/ZP/19 | [11 empty] | SSR 20-21
| Landing | 1 | x | 2 | 5.25 | 0 | 0.1 | 1.05 | Sqm |  |  |  | SSR 20-21
| Verandah | 1 | x | 1 | 9.87 | 0 | 0.1 | 0.99 | Sqm |  |  |  | SSR 20-21
| Waiting room | 1 | x | 1 | 10.53 | 0 | 0.1 | 1.05 | Sqm |  |  |  | SSR 20-21
SSR 20-21
[9 empty] | Sqm | 715.12 | SSR 20-21 | 0 | SSR 20-21
27 | Providing skirting to internal walls to 15 cm height/risers of steps with chequrred terrazzo tiles length equal to flooring stones, set over base coat of CM (1:5) 12 mm thick with cement slurry of honey like consistency spread at the rate of 3.30 kgs per sqm and jointed with white cement paste mixed with pigment of matching shade to full depth, including cost of all materials like tiles, cement, sand and water etc., complete including seigniorage charges, etc., complete for finished item of work, | [11 empty] | SSR 21-22
| Qty.p.14 of M.B.No.441/A/ZP/19 | [11 empty] | SSR 21-22
| Landing | 1 | x | 2 | 5.25 | 0 | 0.1 | 1.05 | Sqm |  |  |  | SSR 21-22
| Verandah | 1 | x | 1 | 9.87 | 0 | 0.1 | 0.99 | Sqm |  |  |  | SSR 21-22
| Waiting room | 1 | x | 1 | 10.53 | 0 | 0.1 | 1.05 | Sqm |  |  |  | SSR 21-22
SSR 21-22
[9 empty] | Sqm | 740.12 | SSR 21-22 | 0 | SSR 21-22
27 | Providing skirting to internal walls to 15 cm height/risers of steps with chequrred terrazzo tiles length equal to flooring stones, set over base coat of CM (1:5) 12 mm thick with cement slurry of honey like consistency spread at the rate of 3.30 kgs per sqm and jointed with white cement paste mixed with pigment of matching shade to full depth, including cost of all materials like tiles, cement, sand and water etc., complete including seigniorage charges, etc., complete for finished item of work, | [11 empty] | SSR 22-23
| Qty.p.14 of M.B.No.441/A/ZP/19 | [11 empty] | SSR 22-23
| Landing | 1 | x | 2 | 5.25 | 0 | 0.1 | 1.05 | Sqm |  |  |  | SSR 22-23
| Verandah | 1 | x | 1 | 9.87 | 0 | 0.1 | 0.99 | Sqm |  |  |  | SSR 22-23
| Waiting room | 1 | x | 1 | 10.53 | 0 | 0.1 | 1.05 | Sqm |  |  |  | SSR 22-23
SSR 22-23
[9 empty] | Sqm | 822.23 | SSR 22-23 | 0 | SSR 22-23
19 | Flooring with Ceramic non skid tiles of not less than 7-8mm thick 1st quality laid over floor bed / VRCC slab set over base coat of CM (1:8), 12mm thick and neat grey Cement slurry of honey like consistency spread @ 3.30 Kgs per Sqm & jointed with neat white Cement paste to full depth mixed with pigment of matching shade including c/c of all materials to site including cost of mixing of mortar and watering and levelling to proper slope and curing including all labour charges etc for finished item of work | [11 empty] | SSR 19-20
| Qty.p. 72 of M.B.No.441/A/ZP/19 | [11 empty] | SSR 19-20
|  | 1 | x | 1 | 9.86 | 1.15 | 0 | 11.34 | Sqm |  |  |  | SSR 19-20
|  | 1 | x | 1 | 3.1 | 0.4 | 0 | 1.24 | Sqm |  |  |  | SSR 19-20
|  | 1 | x | 1 | 3.1 | 1.18 | 0 | 3.66 | Sqm |  |  |  | SSR 19-20
SSR 19-20
[9 empty] | Sqm | 784.71 | SSR 19-20 | 0 | SSR 19-20
19 | Flooring with Ceramic non skid tiles of not less than 7-8mm thick 1st quality laid over floor bed / VRCC slab set over base coat of CM (1:8), 12mm thick and neat grey Cement slurry of honey like consistency spread @ 3.30 Kgs per Sqm & jointed with neat white Cement paste to full depth mixed with pigment of matching shade including c/c of all materials to site including cost of mixing of mortar and watering and levelling to proper slope and curing including all labour charges etc for finished item of work | [11 empty] | SSR 20-21
| Qty.p. 72 of M.B.No.441/A/ZP/19 | [11 empty] | SSR 20-21
|  | 1 | x | 1 | 9.86 | 1.15 | 0 | 11.34 | Sqm |  |  |  | SSR 20-21
|  | 1 | x | 1 | 3.1 | 0.4 | 0 | 1.24 | Sqm |  |  |  | SSR 20-21
|  | 1 | x | 1 | 3.1 | 1.18 | 0 | 3.66 | Sqm |  |  |  | SSR 20-21
SSR 20-21
[9 empty] | Sqm | 818.23 | SSR 20-21 | 0 | SSR 20-21
19 | Flooring with Ceramic non skid tiles of not less than 7-8mm thick 1st quality laid over floor bed / VRCC slab set over base coat of CM (1:8), 12mm thick and neat grey Cement slurry of honey like consistency spread @ 3.30 Kgs per Sqm & jointed with neat white Cement paste to full depth mixed with pigment of matching shade including c/c of all materials to site including cost of mixing of mortar and watering and levelling to proper slope and curing including all labour charges etc for finished item of work | [11 empty] | SSR 21-22
| Qty.p. 72 of M.B.No.441/A/ZP/19 | [11 empty] | SSR 21-22
|  | 1 | x | 1 | 9.86 | 1.15 | 0 | 11.34 | Sqm |  |  |  | SSR 21-22
|  | 1 | x | 1 | 3.1 | 0.4 | 0 | 1.24 | Sqm |  |  |  | SSR 21-22
|  | 1 | x | 1 | 3.1 | 1.18 | 0 | 3.66 | Sqm |  |  |  | SSR 21-22
SSR 21-22
[9 empty] | Sqm | 843.23 | SSR 21-22 | 0 | SSR 21-22
19 | Flooring with Ceramic non skid tiles of not less than 7-8mm thick 1st quality laid over floor bed / VRCC slab set over base coat of CM (1:8), 12mm thick and neat grey Cement slurry of honey like consistency spread @ 3.30 Kgs per Sqm & jointed with neat white Cement paste to full depth mixed with pigment of matching shade including c/c of all materials to site including cost of mixing of mortar and watering and levelling to proper slope and curing including all labour charges etc for finished item of work | [11 empty] | SSR 22-23
| Qty.p. 72 of M.B.No.441/A/ZP/19 | [11 empty] | SSR 22-23
|  | 1 | x | 1 | 9.86 | 1.15 | 0 | 11.34 | Sqm |  |  |  | SSR 22-23
|  | 1 | x | 1 | 3.1 | 0.4 | 0 | 1.24 | Sqm |  |  |  | SSR 22-23
|  | 1 | x | 1 | 3.1 | 1.18 | 0 | 3.66 | Sqm |  |  |  | SSR 22-23
SSR 22-23
[9 empty] | Sqm | 873.89 | SSR 22-23 | 0 | SSR 22-23
20 | Providing Daddooing to walls with 5 to 7mm thick Glazed Ceramic wall tiles of 1st quality of 6mm thick set over base coat of CM (1:3) 12mm thick with Cement slurry of honey like consistency spread @ 3.30 Kgs per Sqm & jointed with neat white Cement paste to full depth mixed with pigment of matching shade including c/c of all materials to site, cost of all materials like tiles, Cement, sand and water etc complete for finished item of work | [11 empty] | SSR 19-20
| Qty.P.No. 73 of M.B.No.441/A/ZP/19 | [11 empty] | SSR 19-20
|  | 1 | x | 1 | 8.63 | 0 | 0.1 | 0.86 | Sqm |  |  |  | SSR 19-20
|  | 1 | x | 4 | 3.6 | 0 | 0.18 | 2.59 | Sqm |  |  |  | SSR 19-20
SSR 19-20
[9 empty] | Sqm | 502.03 | SSR 19-20 | 0 | SSR 19-20
20 | Providing Daddooing to walls with 5 to 7mm thick Glazed Ceramic wall tiles of 1st quality of 6mm thick set over base coat of CM (1:3) 12mm thick with Cement slurry of honey like consistency spread @ 3.30 Kgs per Sqm & jointed with neat white Cement paste to full depth mixed with pigment of matching shade including c/c of all materials to site, cost of all materials like tiles, Cement, sand and water etc complete for finished item of work | [11 empty] | SSR 20-21
| Qty.P.No. 73 of M.B.No.441/A/ZP/19 | [11 empty] | SSR 20-21
|  | 1 | x | 1 | 8.63 | 0 | 0.1 | 0.86 | Sqm |  |  |  | SSR 20-21
|  | 1 | x | 4 | 3.6 | 0 | 0.18 | 2.59 | Sqm |  |  |  | SSR 20-21
SSR 20-21
[9 empty] | Sqm | 512.04 | SSR 20-21 | 0 | SSR 20-21
20 | Providing Daddooing to walls with 5 to 7mm thick Glazed Ceramic wall tiles of 1st quality of 6mm thick set over base coat of CM (1:3) 12mm thick with Cement slurry of honey like consistency spread @ 3.30 Kgs per Sqm & jointed with neat white Cement paste to full depth mixed with pigment of matching shade including c/c of all materials to site, cost of all materials like tiles, Cement, sand and water etc complete for finished item of work | [11 empty] | SSR 21-22
| Qty.P.No. 73 of M.B.No.441/A/ZP/19 | [11 empty] | SSR 21-22
|  | 1 | x | 1 | 8.63 | 0 | 0.1 | 0.86 | Sqm |  |  |  | SSR 21-22
|  | 1 | x | 4 | 3.6 | 0 | 0.18 | 2.59 | Sqm |  |  |  | SSR 21-22
SSR 21-22
[9 empty] | Sqm | 520.52 | SSR 21-22 | 0 | SSR 21-22
20 | Providing Daddooing to walls with 5 to 7mm thick Glazed Ceramic wall tiles of 1st quality of 6mm thick set over base coat of CM (1:3) 12mm thick with Cement slurry of honey like consistency spread @ 3.30 Kgs per Sqm & jointed with neat white Cement paste to full depth mixed with pigment of matching shade including c/c of all materials to site, cost of all materials like tiles, Cement, sand and water etc complete for finished item of work | [11 empty] | SSR 22-23
| Qty.P.No. 73 of M.B.No.441/A/ZP/19 | [11 empty] | SSR 22-23
|  | 1 | x | 1 | 8.63 | 0 | 0.1 | 0.86 | Sqm |  |  |  | SSR 22-23
|  | 1 | x | 4 | 3.6 | 0 | 0.18 | 2.59 | Sqm |  |  |  | SSR 22-23
SSR 22-23
[9 empty] | Sqm | 536.26 | SSR 22-23 | 0 | SSR 22-23
27 | Flooring with pressed clay flooring tiles, set over base coat of cement mortar (1:8) 12 mm thick over CC bed already laid or RCC roof slab, including neat cement slurry of honey like consistency spread @ 3.3.kgs per sqm & jointed neatly with cement mixed with pigment of matching shade to full depth, including cost of all materials like cement, sand water and tiles etc., complete, for finished item of work, | [11 empty] | SSR 19-20
| Qty.P.No. 53 of M.B.No.441/A/ZP/19 | [11 empty] | SSR 19-20
| Roofing tiles | 2 | x | 0.5 | 0.96 | 1 | 0 | 0.96 | Sqm |  |  |  | SSR 19-20
|  | 1 | x | 2 | 3.6 | 1.13 | 0 | 8.14 | Sqm |  |  |  | SSR 19-20
SSR 19-20
[9 empty] | Sqm | 977.96 | SSR 19-20 | 0 | SSR 19-20
27 | Flooring with pressed clay flooring tiles, set over base coat of cement mortar (1:8) 12 mm thick over CC bed already laid or RCC roof slab, including neat cement slurry of honey like consistency spread @ 3.3.kgs per sqm & jointed neatly with cement mixed with pigment of matching shade to full depth, including cost of all materials like cement, sand water and tiles etc., complete, for finished item of work, | [11 empty] | SSR 20-21
| Qty.P.No. 53 of M.B.No.441/A/ZP/19 | [11 empty] | SSR 20-21
| Roofing tiles | 2 | x | 0.5 | 0.96 | 1 | 0 | 0.96 | Sqm |  |  |  | SSR 20-21
|  | 1 | x | 2 | 3.6 | 1.13 | 0 | 8.14 | Sqm |  |  |  | SSR 20-21
SSR 20-21
[9 empty] | Sqm | 1023.19 | SSR 20-21 | 0 | SSR 20-21
27 | Flooring with pressed clay flooring tiles, set over base coat of cement mortar (1:8) 12 mm thick over CC bed already laid or RCC roof slab, including neat cement slurry of honey like consistency spread @ 3.3.kgs per sqm & jointed neatly with cement mixed with pigment of matching shade to full depth, including cost of all materials like cement, sand water and tiles etc., complete, for finished item of work, | [11 empty] | SSR 21-22
| Qty.P.No. 53 of M.B.No.441/A/ZP/19 | [11 empty] | SSR 21-22
| Roofing tiles | 2 | x | 0.5 | 0.96 | 1 | 0 | 0.96 | Sqm |  |  |  | SSR 21-22
|  | 1 | x | 2 | 3.6 | 1.13 | 0 | 8.14 | Sqm |  |  |  | SSR 21-22
SSR 21-22
[9 empty] | Sqm | 1058.68 | SSR 21-22 | 0 | SSR 21-22
27 | Flooring with pressed clay flooring tiles, set over base coat of cement mortar (1:8) 12 mm thick over CC bed already laid or RCC roof slab, including neat cement slurry of honey like consistency spread @ 3.3.kgs per sqm & jointed neatly with cement mixed with pigment of matching shade to full depth, including cost of all materials like cement, sand water and tiles etc., complete, for finished item of work, | [11 empty] | SSR 22-23
| Qty.P.No. 53 of M.B.No.441/A/ZP/19 | [11 empty] | SSR 22-23
| Roofing tiles | 2 | x | 0.5 | 0.96 | 1 | 0 | 0.96 | Sqm |  |  |  | SSR 22-23
|  | 1 | x | 2 | 3.6 | 1.13 | 0 | 8.14 | Sqm |  |  |  | SSR 22-23
SSR 22-23
[9 empty] | Sqm | 1100.49 | SSR 22-23 | 0 | SSR 22-23
26 | White washing one coat with whiting of approved quality to give an even shade after thoroughly brushing the surface to remove all dirt and remains of loose powdered materials including cost of all materials, labour charges and incidental such as scaffolding, lift charges etc., complete for finished item of wor | [11 empty] | SSR 19-20
| Qty.p.17 of M.B.No.441/A/ZP/19 | [11 empty] | SSR 19-20
| Hall | 1 | x | 1 | 8.5 | 4.95 | 0 | 42.08 | Sqm |  |  |  | SSR 19-20
| Front projection | 1 | x | 1 | 5.5 | 2.4 | 0 | 13.2 | Sqm |  |  |  | SSR 19-20
| Room-1 | 1 | x | 1 | 3.15 | 2.85 | 0 | 8.98 | Sqm |  |  |  | SSR 19-20
| West side | 1 | x | 1 | 5.45 | 0 | 3.2 | 17.44 | Sqm |  |  |  | SSR 19-20
SSR 19-20
[9 empty] | Sqm | 21.43 | SSR 19-20 | 0 | SSR 19-20
26 | White washing one coat with whiting of approved quality to give an even shade after thoroughly brushing the surface to remove all dirt and remains of loose powdered materials including cost of all materials, labour charges and incidental such as scaffolding, lift charges etc., complete for finished item of wor | [11 empty] | SSR 20-21
| Qty.p.17 of M.B.No.441/A/ZP/19 | [11 empty] | SSR 20-21
| Hall | 1 | x | 1 | 8.5 | 4.95 | 0 | 42.08 | Sqm |  |  |  | SSR 20-21
| Front projection | 1 | x | 1 | 5.5 | 2.4 | 0 | 13.2 | Sqm |  |  |  | SSR 20-21
| Room-1 | 1 | x | 1 | 3.15 | 2.85 | 0 | 8.98 | Sqm |  |  |  | SSR 20-21
| West side | 1 | x | 1 | 5.45 | 0 | 3.2 | 17.44 | Sqm |  |  |  | SSR 20-21
SSR 20-21
[9 empty] | Sqm | 22.88 | SSR 20-21 | 0 | SSR 20-21
26 | White washing one coat with whiting of approved quality to give an even shade after thoroughly brushing the surface to remove all dirt and remains of loose powdered materials including cost of all materials, labour charges and incidental such as scaffolding, lift charges etc., complete for finished item of wor | [11 empty] | SSR 21-22
| Qty.p.17 of M.B.No.441/A/ZP/19 | [11 empty] | SSR 21-22
| Hall | 1 | x | 1 | 8.5 | 4.95 | 0 | 42.08 | Sqm |  |  |  | SSR 21-22
| Front projection | 1 | x | 1 | 5.5 | 2.4 | 0 | 13.2 | Sqm |  |  |  | SSR 21-22
| Room-1 | 1 | x | 1 | 3.15 | 2.85 | 0 | 8.98 | Sqm |  |  |  | SSR 21-22
| West side | 1 | x | 1 | 5.45 | 0 | 3.2 | 17.44 | Sqm |  |  |  | SSR 21-22
SSR 21-22
[9 empty] | Sqm | 25.95 | SSR 21-22 | 0 | SSR 21-22
26 | White washing one coat with whiting of approved quality to give an even shade after thoroughly brushing the surface to remove all dirt and remains of loose powdered materials including cost of all materials, labour charges and incidental such as scaffolding, lift charges etc., complete for finished item of wor | [11 empty] | SSR 22-23
| Qty.p.17 of M.B.No.441/A/ZP/19 | [11 empty] | SSR 22-23
| Hall | 1 | x | 1 | 8.5 | 4.95 | 0 | 42.08 | Sqm |  |  |  | SSR 22-23
| Front projection | 1 | x | 1 | 5.5 | 2.4 | 0 | 13.2 | Sqm |  |  |  | SSR 22-23
| Room-1 | 1 | x | 1 | 3.15 | 2.85 | 0 | 8.98 | Sqm |  |  |  | SSR 22-23
| West side | 1 | x | 1 | 5.45 | 0 | 3.2 | 17.44 | Sqm |  |  |  | SSR 22-23
SSR 22-23
[9 empty] | Sqm | 27.91 | SSR 22-23 | 0 | SSR 22-23
9 | Providing and applying Wall putty of White Cement or Polymer or Cement based of average 1 to 2 mm thickness over plastered surface to prepare the surface even and smooth after thoroughly brushing the surface to remove all dirt and remains of loose powdered materials, applying emery paper, Sand the surface, clean & wipe off loose dust, applying knifing paste filler by putty knife / muslin pad, air dry for 2 - 3 hrs, sand with 180 and 320 No., emery paper for the surface preparation including cost and conveyance of all materials and all operational, incidental and all labour charges etc., complete for finished item of work in all floors for internal walls | [11 empty] | SSR 19-20
| Qty.p.29 of M.B.No.1186/A/ZP/20 |  | 10.07.2023 | [9 empty] | SSR 19-20
|  | 1 | x | 2 | 2.72 | 0 | 2.38 | 12.95 | Sqm |  |  |  | SSR 19-20
|  | 1 | x | 2 | 3.16 | 0 | 2.38 | 15.04 | Sqm |  |  |  | SSR 19-20
| Deduct door | 1 | x | 1 | 0.9 | 0 | 2.1 | -1.89 | Sqm |  |  |  | SSR 19-20
| Deduct door | 1 | x | 1 | 1.2 | 0 | 1.1 | -1.32 | Sqm |  |  |  | SSR 19-20
SSR 19-20
[9 empty] | Sqm | 164.74 | SSR 19-20 | 0 | SSR 19-20
10 | Providing and applying Wall putty of White Cement or Polymer or Cement based of average 1 to 2 mm thickness over plastered surface to prepare the surface even and smooth after thoroughly brushing the surface to remove all dirt and remains of loose powdered materials, applying emery paper, Sand the surface, clean & wipe off loose dust, applying knifing paste filler by putty knife / muslin pad, air dry for 2 - 3 hrs, sand with 180 and 320 No., emery paper for the surface preparation including cost and conveyance of all materials and all operational, incidental and all labour charges etc., complete for finished item of work in all floors for internal walls | [11 empty] | SSR 20-21
| Qty.p.15 of M.B.No.441/A/ZP/19 | [11 empty] | SSR 20-21
| long side | 1 | x | 2 | 4.37 | 0 | 2.65 | 23.16 | Sqm |  |  |  | SSR 20-21
| Short side | 1 | x | 2 | 2.94 | 0 | 2.65 | 15.58 | Sqm |  |  |  | SSR 20-21
| Deduct opening | 1 | x | 1 | 1.2 | 0 | 1.2 | -1.44 | Sqm |  |  |  | SSR 20-21
| Deduct door | 1 | x | 1 | 0.9 | 0 | 2.08 | -1.87 | Sqm |  |  |  | SSR 20-21
SSR 20-21
[9 empty] | Sqm | 173.39 | SSR 20-21 | 0 | SSR 20-21
10 | Providing and applying Wall putty of White Cement or Polymer or Cement based of average 1 to 2 mm thickness over plastered surface to prepare the surface even and smooth after thoroughly brushing the surface to remove all dirt and remains of loose powdered materials, applying emery paper, Sand the surface, clean & wipe off loose dust, applying knifing paste filler by putty knife / muslin pad, air dry for 2 - 3 hrs, sand with 180 and 320 No., emery paper for the surface preparation including cost and conveyance of all materials and all operational, incidental and all labour charges etc., complete for finished item of work in all floors for internal walls | [11 empty] | SSR 21-22
| Qty.p.15 of M.B.No.441/A/ZP/19 | [11 empty] | SSR 21-22
| long side | 1 | x | 2 | 4.37 | 0 | 2.65 | 23.16 | Sqm |  |  |  | SSR 21-22
| Short side | 1 | x | 2 | 2.94 | 0 | 2.65 | 15.58 | Sqm |  |  |  | SSR 21-22
| Deduct opening | 1 | x | 1 | 1.2 | 0 | 1.2 | -1.44 | Sqm |  |  |  | SSR 21-22
| Deduct door | 1 | x | 1 | 0.9 | 0 | 2.08 | -1.87 | Sqm |  |  |  | SSR 21-22
SSR 21-22
[9 empty] | Sqm | 179.94 | SSR 21-22 | 0 | SSR 21-22
9 | Providing and applying Wall putty of White Cement or Polymer or Cement based of average 1 to 2 mm thickness over plastered surface to prepare the surface even and smooth after thoroughly brushing the surface to remove all dirt and remains of loose powdered materials, applying emery paper, Sand the surface, clean & wipe off loose dust, applying knifing paste filler by putty knife / muslin pad, air dry for 2 - 3 hrs, sand with 180 and 320 No., emery paper for the surface preparation including cost and conveyance of all materials and all operational, incidental and all labour charges etc., complete for finished item of work in all floors for internal walls | [11 empty] | SSR 22-23
| Qty.p.29 of M.B.No.1186/A/ZP/20 |  | 10.07.2023 | [9 empty] | SSR 22-23
|  | 1 | x | 2 | 2.72 | 0 | 2.38 | 12.95 | Sqm |  |  |  | SSR 22-23
|  | 1 | x | 2 | 3.16 | 0 | 2.38 | 15.04 | Sqm |  |  |  | SSR 22-23
| Deduct door | 1 | x | 1 | 0.9 | 0 | 2.1 | -1.89 | Sqm |  |  |  | SSR 22-23
| Deduct door | 1 | x | 1 | 1.2 | 0 | 1.1 | -1.32 | Sqm |  |  |  | SSR 22-23
SSR 22-23
[9 empty] | Sqm | 194.34 | SSR 22-23 | 0 | SSR 22-23
10 | Painting to new walls with 2 coats of acrylic Emulsion paint Asian or equivalent and shade over Priming coat with Cement primer water base interior Gr-1 Asian or equivalent on new plastered surface after throughly brushing the surace remove all dirt and remains of loose powdered materials including cost and conveyance of all materials to worksite and all oparational, incidental, labour charges etc complete for finished item of work as per SS 911 for internal walls | [11 empty] | SSR 19-20
| Qty.p.39 of M.B.No.441/A/ZP/19 | [11 empty] | SSR 19-20
| Landing side | 1 | x | 1 | 2.93 | 0.87 | 0 | 2.55 | Sqm |  |  |  | SSR 19-20
| Beam sides | 1 | x | 2 | 2.7 | 0.3 | 0 | 1.62 | Sqm |  |  |  | SSR 19-20
| Ceiling | 1 | x | 1 | 2.7 | 3.3 | 0 | 8.91 | Sqm |  |  |  | SSR 19-20
| Parapet wall | 1 | x | 1 | 37.8 | 0 | 0.88 | 33.26 | Sqm |  |  |  | SSR 19-20
SSR 19-20
[9 empty] | Sqm | 140.87 | SSR 19-20 | 0 | SSR 19-20
10 | Painting to new walls with 2 coats of acrylic Emulsion paint Asian or equivalent and shade over Priming coat with Cement primer water base interior Gr-1 Asian or equivalent on new plastered surface after throughly brushing the surace remove all dirt and remains of loose powdered materials including cost and conveyance of all materials to worksite and all oparational, incidental, labour charges etc complete for finished item of work as per SS 911 for internal walls | [11 empty] | SSR 20-21
| Qty.p.50 of M.B.No.432/A/ZP/19 | [11 empty] | SSR 20-21
| Staircase room alround | 1 | x | 1 | 13.6 | 0 | 2.4 | 32.64 | Sqm |  |  |  | SSR 20-21
| Deduct door | 1 | x | 1 | 1.2 | 0 | 2.1 | -2.52 | Sqm |  |  |  | SSR 20-21
| Deduct Elevation glass fitting | 1 | x | 1 | 1.27 | 0 | 1.8 | -2.29 | Sqm |  |  |  | SSR 20-21
| RB sides | 1 | x | 2 | 2.4 | 0 | 0.3 | 1.44 | Sqm |  |  |  | SSR 20-21
| Ceiling | 1 | x | 1 | 4.16 | 2.72 | 0 | 11.32 | Sqm |  |  |  | SSR 20-21
| Front projection bottom | 1 | x | 1 | 3.78 | 0.6 | 0 | 2.27 | Sqm |  |  |  | SSR 20-21
| Sides | 1 | x | 2 | 4.62 | 0.3 | 0 | 2.77 | Sqm |  |  |  | SSR 20-21
| Slab thickness | 1 | x | 1 | 18.8 | 0 | 0.125 | 2.35 | Sqm |  |  |  | SSR 20-21
SSR 20-21
[9 empty] | Sqm | 149.66 | SSR 20-21 | 0 | SSR 20-21
10 | Painting to new walls with 2 coats of acrylic Emulsion paint Asian or equivalent and shade over Priming coat with Cement primer water base interior Gr-1 Asian or equivalent on new plastered surface after throughly brushing the surace remove all dirt and remains of loose powdered materials including cost and conveyance of all materials to worksite and all oparational, incidental, labour charges etc complete for finished item of work as per SS 911 for internal walls | [11 empty] | SSR 21-22
| Qty.p.39 of M.B.No.441/A/ZP/19 | [11 empty] | SSR 21-22
| Landing side | 1 | x | 1 | 2.93 | 0.87 | 0 | 2.55 | Sqm |  |  |  | SSR 21-22
| Beam sides | 1 | x | 2 | 2.7 | 0.3 | 0 | 1.62 | Sqm |  |  |  | SSR 21-22
| Ceiling | 1 | x | 1 | 2.7 | 3.3 | 0 | 8.91 | Sqm |  |  |  | SSR 21-22
| Parapet wall | 1 | x | 1 | 37.8 | 0 | 0.88 | 33.26 | Sqm |  |  |  | SSR 21-22
SSR 21-22
[9 empty] | Sqm | 156.4 | SSR 21-22 | 0 | SSR 21-22
10 | Painting to new walls with 2 coats of acrylic Emulsion paint Asian or equivalent and shade over Priming coat with Cement primer water base interior Gr-1 Asian or equivalent on new plastered surface after throughly brushing the surace remove all dirt and remains of loose powdered materials including cost and conveyance of all materials to worksite and all oparational, incidental, labour charges etc complete for finished item of work as per SS 911 for internal walls | [11 empty] | SSR 22-23
| Qty.p.43 of M.B.No.1186/A/ZP/20 |  | 24.07.2023 | [9 empty] | SSR 22-23
|  | 1 | x | 2 | 2.72 | 0 | 2.38 | 12.95 | Sqm |  |  |  | SSR 22-23
|  | 1 | x | 2 | 3.16 | 0 | 2.38 | 15.04 | Sqm |  |  |  | SSR 22-23
| Deduct door | 1 | x | 1 | 0.9 | 0 | 2.1 | -1.89 | Sqm |  |  |  | SSR 22-23
| Deduct opening | 1 | x | 1 | 1.2 | 0 | 1.1 | -1.32 | Sqm |  |  |  | SSR 22-23
SSR 22-23
[9 empty] | Sqm | 169.89 | SSR 22-23 | 0 | SSR 22-23
11 | Painting to new walls with 2 coats of acrylic Emulsion paint Asian or equivalent and shade over Priming coat with Cement primer water base interior Gr-1 Asian or equivalent on new plastered surface after throughly brushing the surace remove all dirt and remains of loose powdered materials including cost and conveyance of all materials to worksite and all oparational, incidental, labour charges etc complete for finished item of work as per SS 911 for external walls | [11 empty] | SSR 19-20
| Qty.p.21 of M.B.No.441/A/ZP/19 | [11 empty] | SSR 19-20
|  | 1 | x | 2 | 3.25 | 0 | 2.7 | 17.55 | Sqm |  |  |  | SSR 19-20
|  | 1 | x | 2 | 4.74 | 0 | 2.7 | 25.6 | Sqm |  |  |  | SSR 19-20
| parapet wall | 1 | x | 1 | 37.8 | 0 | 1.76 | 66.53 | Sqm |  |  |  | SSR 19-20
SSR 19-20
[9 empty] | Sqm | 192.71 | SSR 19-20 | 0 | SSR 19-20
11 | Painting to new walls with 2 coats of acrylic Emulsion paint Asian or equivalent and shade over Priming coat with Cement primer water base interior Gr-1 Asian or equivalent on new plastered surface after throughly brushing the surace remove all dirt and remains of loose powdered materials including cost and conveyance of all materials to worksite and all oparational, incidental, labour charges etc complete for finished item of work as per SS 911 for external walls | [11 empty] | SSR 20-21
| Qty.p.55 of M.B.No.432/A/ZP/19 | [11 empty] | SSR 20-21
| head room alround | 1 | x | 1 | 15.6 | 0 | 2.4 | 37.44 | Sqm |  |  |  | SSR 20-21
| Deduct door | 1 | x | 1 | 1.2 | 0 | 2.1 | -2.52 | Sqm |  |  |  | SSR 20-21
| Staircase elevation fitting | 1 | x | 1 | 1.27 | 0 | 1.8 | -2.29 | Sqm |  |  |  | SSR 20-21
| Parapet wall | 1 | x | 2 | 41.7 | 0 | 0.9 | 75.06 | Sqm |  |  |  | SSR 20-21
SSR 20-21
[9 empty] | Sqm | 206.39 | SSR 20-21 | 0 | SSR 20-21
11 | Painting to new walls with 2 coats of acrylic Emulsion paint Asian or equivalent and shade over Priming coat with Cement primer water base interior Gr-1 Asian or equivalent on new plastered surface after throughly brushing the surace remove all dirt and remains of loose powdered materials including cost and conveyance of all materials to worksite and all oparational, incidental, labour charges etc complete for finished item of work as per SS 911 for external walls | [11 empty] | SSR 21-22
| Qty.p.21 of M.B.No.441/A/ZP/19 | [11 empty] | SSR 21-22
|  | 1 | x | 2 | 3.25 | 0 | 2.7 | 17.55 | Sqm |  |  |  | SSR 21-22
|  | 1 | x | 2 | 4.74 | 0 | 2.7 | 25.6 | Sqm |  |  |  | SSR 21-22
| parapet wall | 1 | x | 1 | 37.8 | 0 | 1.76 | 66.53 | Sqm |  |  |  | SSR 21-22
SSR 21-22
[9 empty] | Sqm | 216.76 | SSR 21-22 | 0 | SSR 21-22
11 | Painting to new walls with 2 coats of acrylic Emulsion paint Asian or equivalent and shade over Priming coat with Cement primer water base interior Gr-1 Asian or equivalent on new plastered surface after throughly brushing the surace remove all dirt and remains of loose powdered materials including cost and conveyance of all materials to worksite and all oparational, incidental, labour charges etc complete for finished item of work as per SS 911 for external walls | [11 empty] | SSR 22-23
| Qty.p.45 of M.B.No.1186/A/ZP/20 |  | 24.07.2023 | [9 empty] | SSR 22-23
| Ceiling | 1 | x | 1 | 2.68 | 3.16 | 0 | 8.47 | Sqm |  |  |  | SSR 22-23
| Sunshades | 1 | x | 6 | 1.8 | 0.6 | 0 | 6.48 | Sqm |  |  |  | SSR 22-23
| Qty.p.46 of M.B.No.1186/A/ZP/20 |  | 24.07.2023 | [9 empty] | SSR 22-23
| Front projection | 1 | x | 1 | 3.7 | 0.3 | 0 | 1.11 | Sqm |  |  |  | SSR 22-23
| Side projection | 1 | x | 2 | 5 | 0.3 | 0 | 3 | Sqm |  |  |  | SSR 22-23
| Head room | 1 | x | 2 | 4.5 | 0 | 2.38 | 21.42 | Sqm |  |  |  | SSR 22-23
|  | 1 | x | 2 | 3.2 | 0 | 2.38 | 15.23 | Sqm |  |  |  | SSR 22-23
| Deduct opening | 1 | x | 1 | 1.2 | 0 | 1.1 | -1.32 | Sqm |  |  |  | SSR 22-23
| Parapet wall | 1 | x | 1 | 10.05 | 0 | 1.9 | 19.1 | Sqm |  |  |  | SSR 22-23
|  | 1 | x | 1 | 9.2 | 0 | 1.9 | 17.48 | Sqm |  |  |  | SSR 22-23
|  | 1 | x | 1 | 13.7 | 0 | 1.9 | 26.03 | Sqm |  |  |  | SSR 22-23
|  | 1 | x | 1 | 5.95 | 0 | 1.9 | 11.31 | Sqm |  |  |  | SSR 22-23
SSR 22-23
[9 empty] | Sqm | 233.59 | SSR 22-23 | 0 | SSR 22-23
12 | Supplying, fitting & placing HYSD bar reinforcement in foundation complete including labour charges for cutting, bending to required sizes and shapes, placing in position and tying with binding wire, forming grills for reinforcement work including c/c of steel bars below 36mm dia including overlaps and wastage, where they are not welded | [11 empty] | SSR 19-20
| Qty.p.35 of M.B.No.605/B/ZP/20 | Columns |  |  |  | 14.07.2022 |  | 143.08 | Kgs |  |  |  | SSR 19-20
| Qty.p.38 of M.B.No.605/B/ZP/20 | Beam and slab |  |  |  | 22.07.2022 |  | 279.93 | Kgs |  |  |  | SSR 19-20
SSR 19-20
[8 empty] | 423.01 | Kgs |  |  |  | SSR 19-20
[7 empty] | Or |  | MT | 64288.5 | SSR 19-20 | 0 | SSR 19-20
12 | Supplying, fitting & placing HYSD bar reinforcement in foundation complete including labour charges for cutting, bending to required sizes and shapes, placing in position and tying with binding wire, forming grills for reinforcement work including c/c of steel bars below 36mm dia including overlaps and wastage, where they are not welded | [11 empty] | SSR 20-21
| Qty.p.48 of M.B.No.441/A/ZP/19 | SF column | [5 empty] | 95.85 | Kgs |  |  |  | SSR 20-21
| Qty.p.62 of M.B.No.441/A/ZP/19 | SF beam & slab | [5 empty] | 353.47 | Kgs |  |  |  | SSR 20-21
[8 empty] | 449.32 | Kgs |  |  |  | SSR 20-21
[7 empty] | Or |  | MT | 64635 | SSR 20-21 | 0 | SSR 20-21
12 | Supplying, fitting & placing HYSD bar reinforcement in foundation complete including labour charges for cutting, bending to required sizes and shapes, placing in position and tying with binding wire, forming grills for reinforcement work including c/c of steel bars below 36mm dia including overlaps and wastage, where they are not welded | [11 empty] | SSR 21-22
| Qty.p.35 of M.B.No.605/B/ZP/20 | Columns | [5 empty] | 143.08 | Kgs |  |  |  | SSR 21-22
| Qty.p.38 of M.B.No.605/B/ZP/20 | Beam and slab | [5 empty] | 279.93 | Kgs |  |  |  | SSR 21-22
SSR 21-22
[9 empty] | Kgs |  |  |  | SSR 21-22
[7 empty] | Or | 0 | MT | 82189.5 | SSR 21-22 | 0 | SSR 21-22
12 | Supplying, fitting & placing HYSD bar reinforcement in foundation complete including labour charges for cutting, bending to required sizes and shapes, placing in position and tying with binding wire, forming grills for reinforcement work including c/c of steel bars below 36mm dia including overlaps and wastage, where they are not welded | [11 empty] | SSR 22-23
| Qty.p.54 of M.B.No.441/A/ZP/19 | SF beams | [6 empty] | Kgs |  |  |  | SSR 22-23
| Qty.p.55 of M.B.No.441/A/ZP/19 | Beam and slab | [6 empty] | Kgs |  |  |  | SSR 22-23
SSR 22-23
[8 empty] | 0 | Kgs |  |  |  | SSR 22-23
[7 empty] | Or | 0 | MT | 95016 | SSR 22-23 | 0 | SSR 22-23
0
[7 empty] | Deputy Executive Engineer |  |  |  | Assistant Engineer
[7 empty] | PRI Sub Division |  |  |  | Mandal Praja parishad
[7 empty] | Kanigiri |  |  |  | Kanigiri

## Water & Electrical (hidden)
WORKING ESTIMATE
Name of the work |  | Providing Additional Space for Health Staff in Grama Sachivalayam of Baduguleru GP of Kanigiri Mandal
Name of the Sub work |  | Other items like door, windows, Grills, Sanitation and Electrification
S.No | Description of Item | No | Measurements |  |  | Quantity | Rate | Per | Amount
|  |  | L | B | D
1 | 2 | 3 | 4 | 5 | 6 | 7 | 8 | 9 | 10
| TOTAL | [7 empty] | 31856 | 0
[5 empty] | Deputy Executive Engineer |  |  | Assistant Engineer
[5 empty] | PRI Sub Division |  |  | Mandal Praja parishad
[5 empty] | Kanigiri |  |  | Kanigiri

## PART-B
WORKING ESTIMATE (PART-B)
Name of the work |  | Providing Additional Space for Health Staff in Grama Sachivalayam of Baduguleru GP of Kanigiri Mandal
[10 empty] | Est.Rs. | 3.30 lakhs
S.No | Description of Item | No |  |  | Measurements |  |  | Quantity |  | Rate | Per | Amount
[5 empty] | L | B | D
1 | 2 | 3 |  |  | 4 | 5 | 6 | 7 |  | 8 | 9 | 10
| PART-B | [11 empty] | SSR 22-23
| GROUND FLOOR | [11 empty] | SSR 22-23
1 | Clearing light jungle including up-rooting and removing of Juliflora stumps. | [11 empty] | SSR 22-23
| Qty.p.1 of M.B.No.1101/A/ZP/20 | [11 empty] | SSR 22-23
|  | 1 | x | 1 | 7.6 | 5.24 | 0 | 39.82 | Sqm |  |  |  | SSR 22-23
[8 empty] | 39.82 | Sqm |  |  |  | SSR 22-23
| Deduct Voids @ 40% | [6 empty] | -15.93 | Sqm |  |  |  | SSR 22-23
[9 empty] | Sqm | 6.06 | 1Sqm | 0 | SSR 22-23
1 | Engaging Unskilled Labour for Earth work excavation & depositing on bank with an initial lead & initial lift in Loamy, Clayey soils like BC Soils, Red Earth & Chodu Soils for Column Foundations RSSR | [11 empty] | SSR 22-23
| Qty.p.58 of M.B.No.111/A/ZP/22 |  | 10.11.2023 | [9 empty] | SSR 22-23
| septic tank | 2 | x | 0.785 | 1.5 | 1.5 | 2 | 7.07 | Cum |  |  |  | SSR 22-23
SSR 22-23
[9 empty] | Cum | 144.26 | 1Cum | 0 | SSR 22-23
2 | Plain Cement Concrete (1:4:8) proportion Nominal mix for foundations using 40mm size SS-5 metal including c/c of all materials & labour charges, machine mixing & laying concrete in foundations ramming etc complete for Bed Concrete (APSS No 402) | [11 empty] | SSR 22-23
| Qty.p.58 & 59 of M.B.No.111/A/ZP/22 |  | 10.11.2023 | [9 empty] | SSR 22-23
| Septic tank | 2 | x | 0.785 | 1.5 | 1.5 | 0.15 | 0.53 | Cum |  |  |  | SSR 22-23
SSR 22-23
[9 empty] | Cum | 4583.31 | 1Cum | 0 | SSR 22-23
3 | Plain Cement Concrete (1:5:10) proportion Nominal mix for foundations using 40mm size SS-5 metal including cost and conveyance of all materials and curing charges, labour charges, machine mixing and laying concrete in foundations ramming etc complete for Bed Concrete (APSS No 402) | [11 empty] | SSR 22-23
| Qty.p.65 of M.B.No.1101/A/ZP/20 | [11 empty] | SSR 22-23
|  | 1 | x | 1 | 4.72 | 0.45 | 0.1 | 0.21 | Cum |  |  |  | SSR 22-23
| Front beam | 1 | x | 1 | 5.4 | 0.45 | 0.1 | 0.24 | Cum |  |  |  | SSR 22-23
| Verandah alround | 1 | x | 1 | 10.05 | 0.45 | 0.1 | 0.45 | Cum |  |  |  | SSR 22-23
| Store platform | 1 | x | 1 | 5.46 | 0.3 | 0.1 | 0.16 | Cum |  |  |  | SSR 22-23
| For septic tank | 1 | x | 1 | 4.7 | 2.3 | 0.15 | 1.62 | Cum |  |  |  | SSR 22-23
SSR 22-23
[9 empty] | Cum | 4431.03 | 1Cum | 0 | SSR 22-23
3 | Filling Basement with Selected earth by watering and ramming including all operational, incidental and including c/c of material and labour charges etc complete for finished item of the work (APSS No 309& 310) per 1 Cum | [11 empty] | SSR 22-23
| Qty.p.34 of M.B.No.1101/A/ZP/20 | [11 empty] | SSR 22-23
| C1/F1 | 1 | x | 1 | 1.65 | 1.65 | 2.25 | 6.13 | Cum |  |  |  | SSR 22-23
| Block-8 | 1 | x | 1 | 2.17 | 5 | 0.18 | 1.95 | Cum |  |  |  | SSR 22-23
SSR 22-23
[9 empty] | Cum | 216.13 | 1Cum | 0 | SSR 22-23
4 | Filling Basement with Gravel by watering and ramming including all operational, incidental and including c/c of material and labour charges etc complete for finished item of the work (APSS No 309& 310) per 1 Cum | [11 empty] | SSR 22-23
| Qty.p.69 of M.B.No.1101/A/ZP/20 | [11 empty] | SSR 22-23
| Back side stair | 1 | x | 1 | 2.72 | 0.77 | 1.25 | 2.62 | Cum |  |  |  | SSR 22-23
| Front ramp | 1 | x | 1 | 3.16 | 1.27 | 0.435 | 1.75 | Cum |  |  |  | SSR 22-23
SSR 22-23
[9 empty] | Cum | 272.13 | 1Cum | 0 | SSR 22-23
4 | Filling with Sand in trenches, sides of foundations & basement by watering and ramming including all operational, incidental, labour charges, hire charges of T&P etc complete including cost and conveyance of material and labour charges etc complete for finished item of the work (APSS No 309& 310) per 1 Cum | [11 empty] | SSR 22-23
| Qty.p.4 of M.B.No.1101/A/ZP/20 | [11 empty] | SSR 22-23
| F1 footings | 1 | x | 1 | 1.65 | 1.65 | 0.15 | 0.41 | Cum |  |  |  | SSR 22-23
| F2 footings | 1 | x | 4 | 2 | 2 | 0.15 | 2.4 | Cum |  |  |  | SSR 22-23
SSR 22-23
[9 empty] | Cum | 1603.13 | 1Cum | 0 | SSR 22-23
4 | Filling in foundation with excavated soil as per drawing and technical specification Clause 305.3.9 MORD & 304 MORTH. | [11 empty] | SSR 22-23
| Qty.p.7 of M.B.No.1101/A/ZP/20 | [11 empty] | SSR 22-23
| F1 footing | 1 | x | 10 | 1.5 | 1.5 | 1.8 | 40.5 | Cum |  |  |  | SSR 22-23
| F2 footing | 1 | x | 4 | 1.5 | 1.5 | 1.8 | 16.2 | Cum |  |  |  | SSR 22-23
| Deductions | [6 empty] | -16.2 | Cum |  |  |  | SSR 22-23
SSR 22-23
[9 empty] | Cum | 284.4 | 1Cum | 0 | SSR 22-23
5 | Reinforced Cement Concrete M25 Nominal mix (Cement: Sand: Metal) corresponding Table 9 of IS 456 using 20mm size graded machine crushed hard granite metal from approved quarry including c/c of all materials like Cement, Sand, coarse aggregate, water etc to site, all marerials including labour charges such as machine mixing, laying concrete, curing etc complete but excluding cost of steel and its fabrication charges for finished item of work for column footings | [11 empty] | SSR 22-23
| Qty.p.21 of M.B.No.1101/A/ZP/20 | [11 empty] | SSR 22-23
| C1/F1 | 1 | x | 1 | 1.35 | 1.35 | 0.3 | 0.55 | Cum |  |  |  | SSR 22-23
SSR 22-23
[9 empty] | Cum | 8062.18 | 1Cum | 0 | SSR 22-23
6 | ~do~ for Pedastal concrete etc., complete | [11 empty] | SSR 22-23
| Qty.p.22 of M.B.No.1101/A/ZP/20 | [11 empty] | SSR 22-23
|  | 1 | x | 18 | 0.45 | 0.45 | 0.45 | 1.64 | Cum |  |  |  | SSR 22-23
SSR 22-23
[9 empty] | Cum | 8501.18 | 1Cum | 0 | SSR 22-23
7 | ~do~ for Columns etc., complete | [11 empty] | SSR 22-23
| Qty.p.23 of M.B.No.1101/A/ZP/20 | [11 empty] | SSR 22-23
| C1/F1 | 1 | x | 1 | 0.23 | 0.38 | 1.72 | 0.15 | Cum |  |  |  | SSR 22-23
| C1/F2 | 1 | x | 1 | 0.23 | 0.38 | 1.79 | 0.16 | Cum |  |  |  | SSR 22-23
| C1/F2 | 1 | x | 1 | 0.23 | 0.38 | 1.75 | 0.15 | Cum |  |  |  | SSR 22-23
| C2/F2 | 1 | x | 1 | 0.23 | 0.38 | 1.68 | 0.15 | Cum |  |  |  | SSR 22-23
| C2/F2 | 1 | x | 1 | 0.23 | 0.38 | 1.74 | 0.15 | Cum |  |  |  | SSR 22-23
| C1/F1 | 1 | x | 1 | 0.23 | 0.23 | 2.795 | 0.15 | Cum |  |  |  | SSR 22-23
| C2/F2 To C2/F2 | 1 | x | 5 | 0.23 | 0.38 | 2.795 | 1.22 | Cum |  |  |  | SSR 22-23
| C1/F1 | 1 | x | 1 | 0.23 | 0.23 | 2.795 | 0.15 | Cum |  |  |  | SSR 22-23
SSR 22-23
[9 empty] | Cum | 10417.6 | 1Cum | 0 | SSR 22-23
| PB 106, 109, 112 | 1 | x | 3 | 5.93 | 0.23 | 0.38 | 1.55 | Cum |  |  |  | SSR 22-23
| PB 107, 108, 110, 111 | 1 | x | 4 | 2.7 | 0.23 | 0.38 | 0.94 | Cum |  |  |  | SSR 22-23
8 | ~do~ for Plinth beam etc., complete | [11 empty] | SSR 22-23
| Qty.p.49 of M.B.No.1101/A/ZP/20 | [11 empty] | SSR 22-23
| Alround the building | 1 | x | 1 | 48.51 | 0.23 | 0.37 | 4.13 | Cum |  |  |  | SSR 22-23
|  | 1 | x | 1 | 6.3 | 0.3 | 0.2 | 0.38 | Cum |  |  |  | SSR 22-23
SSR 22-23
[9 empty] | Cum | 10162.18 | 1Cum | 0 | SSR 22-23
9 | ~do~ for Beams etc., complete | [11 empty] | SSR 22-23
| Qty.p.68 of M.B.No.1101/A/ZP/20 | [11 empty] | SSR 22-23
| Mid landing beam | 1 | x | 1 | 2.65 | 0.23 | 0.3 | 0.18 | Cum |  |  |  | SSR 22-23
| B1 to B4 | 1 | x | 2 | 1 | 0.23 | 0.3 | 0.14 | Cum |  |  |  | SSR 22-23
| FB112 | 1 | x | 1 | 15.75 | 0.23 | 0.3 | 1.09 | Cum |  |  |  | SSR 22-23
| Deduction | 1 | x | 6 | 0.23 | 0.23 | 0.3 | -0.1 | Cum |  |  |  | SSR 22-23
SSR 22-23
[9 empty] | Cum | 9921.19 | 1Cum | 0 | SSR 22-23
10 | ~do~ for Waist slab 150mm thick etc., complete | [11 empty] | SSR 22-23
| Qty.p.68 of M.B.No.1101/A/ZP/20 | [11 empty] | SSR 22-23
| Dead slab (1st flight) | 1 | x | 1 | 3.2 | 1.2 | 0 | 3.84 | Sqm |  |  |  | SSR 22-23
| Dead slab (2nd flight) | 1 | x | 1 | 3.6 | 1.21 | 0 | 4.36 | Sqm |  |  |  | SSR 22-23
SSR 22-23
[9 empty] | Sqm | 1345.28 | 1Sqm | 0 | SSR 22-23
11 | ~do~ for Roof slab 125mm thick etc., complete | [11 empty] | SSR 22-23
| Qty.p.93 of M.B.No.1101/A/ZP/20 | [11 empty] | SSR 22-23
|  | 1 | x | 1 | 16.09 | 10.19 | 0 | 163.96 | Sqm |  |  |  | SSR 22-23
|  | 1 | x | 1 | 3.86 | 2.63 | 0 | -10.15 | Sqm |  |  |  | SSR 22-23
SSR 22-23
[9 empty] | Sqm | 1202.4 | 1Sqm | 0 | SSR 22-23
11 | ~do~ for Roof slab 100mm thick etc., complete | [11 empty] | SSR 22-23
| Qty.p.49 of M.B.No.1101/A/ZP/20 | [11 empty] | SSR 22-23
|  | 1 | x | 2 | 3.35 | 0.95 | 0 | 6.37 | Sqm |  |  |  | SSR 22-23
|  | 1 | x | 1 | 16.6 | 0.95 | 0 | 15.77 | Sqm |  |  |  | SSR 22-23
SSR 22-23
[9 empty] | Sqm | 1059.52 | 1Sqm | 0 | SSR 22-23
11 | ~do~ for Roof slab 50mm thick etc., complete | [11 empty] | SSR 22-23
| Qty.p.23 of M.B.No.1101/A/ZP/20 | [11 empty] | SSR 22-23
| 50 thick | 1 | x | 2 | 3.33 | 1.32 | 0 | 8.79 | Sqm |  |  |  | SSR 22-23
|  | 2 | x | 0.5 | 0.94 | 1.35 | 0 | 1.27 | Sqm |  |  |  | SSR 22-23
SSR 22-23
[9 empty] | Sqm | 526.3 | 1Sqm | 0 | SSR 22-23
16 | ~do~ for Roof slab 25mm thick etc., complete | [11 empty] | SSR 22-23
| Qty.p.62 of M.B.No.1101/A/ZP/20 | [11 empty] | SSR 22-23
| 50mm thick | 1 | x | 5 | 1.52 | 0.23 | 0 | 1.75 | Sqm |  |  |  | SSR 22-23
|  | 1 | x | 4 | 1.83 | 0.23 | 0 | 1.68 | Sqm |  |  |  | SSR 22-23
| For water tank | 1 | x | 1 | 1.4 | 1.4 | 0 | 1.96 | Sqm |  |  |  | SSR 22-23
SSR 22-23
[9 empty] | Sqm | 385.15 | 1Sqm | 0 | SSR 22-23
15 | Reinforced Cement Concrete M25 Nominal mix (Cement: Sand: Metal) corresponding Table 9 of IS 456 using 20mm size graded machine crushed hard granite metal from approved quarry including c/c of all materials like Cement, Sand, coarse aggregate, water etc to site, all marerials including labour charges such as machine mixing, laying concrete, curing etc complete but excluding cost of steel and its fabrication charges for finished item of work for lintels etc., complete | [11 empty] | SSR 22-23
| Qty.p.67 of M.B.No.1101/A/ZP/20 | [11 empty] | SSR 22-23
| B1E2 A1A2 | 1 | x | 2 | 2.86 | 0.23 | 0.15 | 0.2 | Cum |  |  |  | SSR 22-23
| E2E3 & A2A3 | 1 | x | 2 | 4.84 | 0.23 | 0.15 | 0.33 | Cum |  |  |  | SSR 22-23
| E1D1 & E2D3 | 1 | x | 2 | 3.23 | 0.23 | 0.15 | 0.22 | Cum |  |  |  | SSR 22-23
| B2C2 | 1 | x | 1 | 2.5 | 0.115 | 0.15 | 0.04 | Cum |  |  |  | SSR 22-23
| C2D2 | 1 | x | 1 | 2.7 | 0.115 | 0.15 | 0.05 | Cum |  |  |  | SSR 22-23
SSR 22-23
[9 empty] | Cum | 10584.6 | 1Cum | 0 | SSR 22-23
16 | ~do~ for sunshades etc., complete | [11 empty] | SSR 22-23
| Qty.p.82 of M.B.No.1101/A/ZP/20 | [11 empty] | SSR 22-23
|  | 1 | x | 5 | 1.8 | 0 | 0 | 9 | Rm |  |  |  | SSR 22-23
|  | 1 | x | 1 | 2.7 | 0 | 0 | 2.7 | Rm |  |  |  | SSR 22-23
SSR 22-23
[9 empty] | Rm | 518.52 | 1Rm | 0 | SSR 22-23
21 | Providing impervious coat to exposed RCC Roof Slab surface with CM (1:3) 12mm thick with 1Kg of water proof compound per bag of Cement laid over roof when it is green including c/c of all materials and labour charges for mixing mortar, laying, rendering smooth and thread lining of wall & slab etc complete for finished item of work (APSS 901,903) | [11 empty] | SSR 22-23
| Qty.p.97 of M.B.No.1101/A/ZP/20 | [11 empty] | SSR 22-23
| Septic tank sides | 1 | x | 2 | 1.3 | 0 | 2.4 | 6.24 | Sqm |  |  |  | SSR 22-23
|  | 1 | x | 2 | 2.3 | 0 | 2.4 | 11.04 | Sqm |  |  |  | SSR 22-23
SSR 22-23
[9 empty] | Sqm | 315.69 | 1Sqm | 0 | SSR 22-23
14 | Providing impervious coat to exposed RCC Roof Slab surface with CM (1:3) 20mm thick with 1Kg of water proof compound per bag of Cement laid over roof when it is green including c/c of all materials and labour charges for mixing mortar, laying, rendering smooth and thread lining of wall & slab etc complete for finished item of work (APSS 901,903) | [11 empty] | SSR 22-23
| Qty.p. 27 of M.B.No.1101/A/ZP/20 | [11 empty] | SSR 22-23
|  | 1 | x | 1 | 10.45 | 12 | 0 | 125.4 | Sqm |  |  |  | SSR 22-23
|  | 1 | x | 1 | 3.52 | 0.9 | 0 | 3.17 | Sqm |  |  |  | SSR 22-23
SSR 22-23
[9 empty] | Sqm | 405.78 | 1Sqm | 0 | SSR 22-23
14 | Random Rubble mansonary in CM(1:6) including Cost and Conveyance of all materials and curing charges but excluding unskilled wages etc., complete for finished item of work | [11 empty] | SSR 22-23
| Qty.p.40 of M.B.No.1101/A/ZP/20 | [11 empty] | SSR 22-23
| Alround the building | 1 | x | 1 | 48.51 | 0.45 | 0.7 | 15.28 | Cum |  |  |  | SSR 22-23
| Middle long wall | 1 | x | 1 | 14.37 | 0.45 | 0.7 | 4.53 | Cum |  |  |  | SSR 22-23
| Cross walls long | 1 | x | 2 | 8.38 | 0.45 | 0.7 | 5.28 | Cum |  |  |  | SSR 22-23
SSR 22-23
[9 empty] | Cum | 3828.35 | 1Cum | 0 | SSR 22-23
20 | Brick Masonary for Superstructure with CM (1:8) proportion using 2nd class traditional bricks of size 23X11X7 cms having minimum crushing strength of 40kg/cm2 including c/c of all materials like Cement, Sand, Bricks, water etc including labour charges such as mixing cement mortar, Scaffolding charges etc complete for finished item of work (APSS No 501 & 504) | [11 empty] | SSR 22-23
| Qty.p.4 of M.B.No.1101/A/ZP/20 | [11 empty] | SSR 22-23
| steps at main door | 1 | x | 1 | 5.5 | 0.9 | 0.15 | 0.74 | Cum |  |  |  | SSR 22-23
|  | 1 | x | 1 | 5.5 | 0.6 | 0.15 | 0.5 | Cum |  |  |  | SSR 22-23
|  | 1 | x | 1 | 5.5 | 0.3 | 0.15 | 0.25 | Cum |  |  |  | SSR 22-23
| Ramp wall | 1 | x | 1 | 4.35 | 0.23 | 0.15 | 0.15 | Cum |  |  |  | SSR 22-23
SSR 22-23
[9 empty] | Cum | 6869.83 | 1Cum | 0 | SSR 22-23
3 | Brick Masonary for Superstructure with CM (1:6) proportion using 2nd class traditional bricks of size 23X11X7 cms having minimum crushing strength of 40kg/cm2 including c/c of all materials like Cement, Sand, Bricks, water etc including labour charges such as mixing cement mortar, Scaffolding charges etc complete for finished item of work (APSS No 501 & 504) | [11 empty] | SSR 22-23
| Qty.p.2 of M.B.No.559/A/ZP/20 | [11 empty] | SSR 22-23
| Steps front side | 1 | x | 1 | 1.85 | 0.6 | 0.2 | 0.22 | Cum |  |  |  | SSR 22-23
|  | 1 | x | 1 | 1.85 | 0.3 | 0.15 | 0.08 | Cum |  |  |  | SSR 22-23
| Platform walls in kitchen | 1 | x | 3 | 0.43 | 0.115 | 0.65 | 0.1 | Cum |  |  |  | SSR 22-23
| Platform walls in lab | 1 | x | 2 | 0.42 | 0.115 | 0.65 | 0.06 | Cum |  |  |  | SSR 22-23
SSR 22-23
[9 empty] | Cum | 6926.23 | 1Cum | 0 | SSR 22-23
19 | Reinforced Brick Masonry for partition walls (11.0 cm thick) in CM (1:4) prop. (Cement : Sand) using common burnt clay bricks of class as per Table- I of IS:1077-1992, Non- Modular or traditional size 23 x 11 x 7 cms from approved source having minimum crushing strength of 40 Kg/Sq.cm and placing 2 Nos. of 6mm M.S plain rods in every third layer with free ends of the reinforcement pegged into mortar joints of main brick walls where applicable including cost and conveyance of all materials and all operational, incidental charges such as labour charges for mixing cement mortar, scaffolding charges, lift charges,and all labour charges etc., but excluding cost of steel and its fabrication charges complete for finished item of work. | [11 empty] | SSR 22-23
| Qty.p.60 of M.B.No.1101/A/ZP/20 | [11 empty] | SSR 22-23
| Long walls | 1 | x | 1 | 4.72 | 0 | 0.6 | 2.83 | Sqm |  |  |  | SSR 22-23
| C2D2 | 1 | x | 1 | 2.85 | 0 | 0.62 | 1.77 | Sqm |  |  |  | SSR 22-23
| Deduct ventilators | 1 | x | 2 | 0.6 | 0 | 0.3 | -0.36 | Sqm |  |  |  | SSR 22-23
SSR 22-23
[9 empty] | Sqm | 865.32 | 1Sqm | 0 | SSR 22-23
18 | Masonry work in CM (1:8) prop with Flyash Cement solid blocks of size 290 x 150 x 140 mm for manufacturing of flyash solid blocks using flyash of 80 kgs, cement of 15 kgs. Gypsum of 5 kgs. and stone dust including cost and conveyance of all materials, labour charges, seiniorage charges, scaffolding and curing etc., cpomplete with a compresive streangth not lessthan 50 kg/sqm for walls for Superstructure Walls. | [11 empty] | SSR 22-23
| Qty.p.39 of M.B.No.1101/A/ZP/20 | [11 empty] | SSR 22-23
|  | 1 | x | 1 | 1.02 | 0.115 | 0.83 | 0.1 | Cum |  |  |  | SSR 22-23
|  | 1 | x | 1 | 3.09 | 0.115 | 0.56 | 0.2 | Cum |  |  |  | SSR 22-23
|  | 1 | x | 1 | 0.79 | 0.115 | 0.64 | 0.06 | Cum |  |  |  | SSR 22-23
|  | 1 | x | 1 | 3.09 | 0.115 | 0.54 | 0.19 | Cum |  |  |  | SSR 22-23
SSR 22-23
[9 empty] | Cum | 6281.37 | 1Cum | 0 | SSR 22-23
17 | RCM facia 5cm thick in CM (1:3) for drop walls, fins with rabbit wire mesh & nominal reinforcement as directed by Engineer-in-charge with dubara sponge finishing, including cost & conveyance of all materials to site, seigniorage charges, sales & other taxes on all materials, operational & incidental, cost and conveyance of cement, wire mesh, water to work site, centering, scaffolding and form work, lift charges etc., complete for finished items of work but excluding cost of steel & its fabrication charges, for finished item of work. (APSS No.403 & 903) | [11 empty] | SSR 22-23
| Qty.p.60 of M.B.No.1101/A/ZP/20 | [11 empty] | SSR 22-23
| Elevation sides | 2 | x | 0.5 | 1 | 0 | 1.1 | 1.1 | Sqm |  |  |  | SSR 22-23
| Middle | 1 | x | 2 | 3.15 | 0 | 1.1 | 6.93 | Sqm |  |  |  | SSR 22-23
| Middle | 1 | x | 2 | 2 | 0 | 1.9 | 7.6 | Sqm |  |  |  | SSR 22-23
SSR 22-23
[9 empty] | Sqm | 2232.97 | 1Sqm | 0 | SSR 22-23
3 | Ceiling Plastering to Ceiling in CM (1:3) 12mm thick with dubara sponge finishing including c/c of all materials including labour charges such as mixing cement mortar and curing etc complete for finished item of work (APSS 901 & 903) | [11 empty] | SSR 22-23
| Qty.p.7 of M.B.No.142/C/ZP/22 |  | 09.10.2023 | [9 empty] | SSR 22-23
| Examination room | 1 | x | 1 | 2.92 | 2.83 | 0 | 8.26 | Sqm |  |  |  | SSR 22-23
| Lobby and clinic room | 1 | x | 1 | 6.55 | 2.97 | 0 | 19.45 | Sqm |  |  |  | SSR 22-23
| Tiolet-1 | 1 | x | 1 | 1.57 | 1.35 | 0 | 2.12 | Sqm |  |  |  | SSR 22-23
| Tiolet fron open space | 1 | x | 1 | 1.15 | 1.35 | 0 | 1.55 | Sqm |  |  |  | SSR 22-23
| Lab and store room | 1 | x | 1 | 2.85 | 2 | 0 | 5.7 | Sqm |  |  |  | SSR 22-23
| bed room | 1 | x | 1 | 2.95 | 2.82 | 0 | 8.32 | Sqm |  |  |  | SSR 22-23
| living room | 1 | x | 1 | 6.44 | 2.97 | 0 | 19.13 | Sqm |  |  |  | SSR 22-23
| Tiolet-2 | 1 | x | 1 | 1.95 | 1.45 | 0 | 2.83 | Sqm |  |  |  | SSR 22-23
| tiolet-2 front open space | 1 | x | 1 | 0.85 | 1.45 | 0 | 1.23 | Sqm |  |  |  | SSR 22-23
| Kitchen | 1 | x | 1 | 1.85 | 1.69 | 0 | 3.13 | Sqm |  |  |  | SSR 22-23
| North side slab protection | 1 | x | 1 | 13.6 | 1.2 | 0 | 16.32 | Sqm |  |  |  | SSR 22-23
| beam side | 1 | x | 2 | 13.6 | 0 | 0.3 | 8.16 | Sqm |  |  |  | SSR 22-23
| beam side | 2 | x | 5 | 0.97 | 0 | 0.3 | 2.91 | Sqm |  |  |  | SSR 22-23
| Side slab projection | 1 | x | 1 | 4.4 | 1.2 | 0 | 5.28 | Sqm |  |  |  | SSR 22-23
| beam side | 1 | x | 2 | 4.4 | 0 | 0.3 | 2.64 | Sqm |  |  |  | SSR 22-23
| beam side | 2 | x | 2 | 0.97 | 0 | 0.3 | 1.16 | Sqm |  |  |  | SSR 22-23
| Side slab projection | 1 | x | 1 | 2.81 | 1.2 | 0 | 3.37 | Sqm |  |  |  | SSR 22-23
| beam side | 1 | x | 2 | 2.81 | 0 | 0.3 | 1.69 | Sqm |  |  |  | SSR 22-23
| beam side | 2 | x | 2 | 0.97 | 0 | 0.3 | 1.16 | Sqm |  |  |  | SSR 22-23
| Front dome alround | 1 | x | 1 | 22.93 | 0.9 | 0 | 20.64 | Sqm |  |  |  | SSR 22-23
SSR 22-23
[9 empty] | Sqm | 318.2 | 1Sqm | 0 | SSR 22-23
4 | Plastering in CM (1:5) 12mm thick single coat including c/c of all materials and labour charges such as mixing cement mortar etc and curing etc complete for finished item of work (APSS 901, 903 & 904) | [11 empty] | SSR 22-23
| Qty.p.5 of M.B.No.559/A/ZP/20 | [11 empty] | SSR 22-23
| For steps | 1 | x | 2 | 1.85 | 0.3 | 0 | 1.11 | Sqm |  |  |  | SSR 22-23
| Front side steps risers | 1 | x | 3 | 1.85 | 0 | 0.2 | 1.11 | Sqm |  |  |  | SSR 22-23
| Platfrom walls in kitchen | 1 | x | 2 | 0.97 | 0 | 0.65 | 1.26 | Sqm |  |  |  | SSR 22-23
|  | 1 | x | 1 | 0.54 | 0 | 0.65 | 0.35 | Sqm |  |  |  | SSR 22-23
| Platfrom walls in Lab | 1 | x | 2 | 0.95 | 0 | 0.65 | 1.24 | Sqm |  |  |  | SSR 22-23
|  | 1 | x | 1 | 0.54 | 0 | 0.65 | 0.35 | Sqm |  |  |  | SSR 22-23
SSR 22-23
[9 empty] | Sqm | 294.71 | 1Sqm | 0 | SSR 22-23
1 | Plastering in CM (1:5) 20mm thick single coat including c/c of all materials including all operational, incidental and labour charges such as mixing cement mortar and curing etc complete for finished item of work (APSS 901, 903 & 904) | [11 empty] | SSR 22-23
| Qty.p.4 of M.B.No.1187/A/ZP/20 |  | 06.07.2023 | [9 empty] | SSR 22-23
| Examination room | 1 | x | 1 | 2.9 | 2.85 | 0 | 8.27 | Sqm |  |  |  | SSR 22-23
| tiolet | 1 | x | 1 | 1.35 | 1.6 | 0 | 2.16 | Sqm |  |  |  | SSR 22-23
|  | 1 | x | 1 | 1.35 | 0.95 | 0 | 1.28 | Sqm |  |  |  | SSR 22-23
| Lab and store room | 1 | x | 1 | 2.25 | 2.85 | 0 | 6.41 | Sqm |  |  |  | SSR 22-23
| Bed room | 1 | x | 1 | 2.72 | 2.85 | 0 | 7.75 | Sqm |  |  |  | SSR 22-23
| Tiolet | 1 | x | 1 | 1.42 | 1.8 | 0 | 2.56 | Sqm |  |  |  | SSR 22-23
|  | 1 | x | 1 | 1.42 | 1.05 | 0 | 1.49 | Sqm |  |  |  | SSR 22-23
| Kitchen | 1 | x | 1 | 1.82 | 2.8 | 0 | 5.1 | Sqm |  |  |  | SSR 22-23
| Clinic & Lobby | 1 | x | 1 | 6.78 | 2.96 | 0 | 20.07 | Sqm |  |  |  | SSR 22-23
| Living room | 1 | x | 1 | 6.22 | 2.96 | 0 | 18.41 | Sqm |  |  |  | SSR 22-23
| In verandah | 1 | x | 1 | 12 | 1.2 | 0 | 14.4 | Sqm |  |  |  | SSR 22-23
|  | 1 | x | 1 | 6.1 | 1.2 | 0 | 7.32 | Sqm |  |  |  | SSR 22-23
| Ramp portion | 1 | x | 1 | 2.55 | 1.2 | 0 | 3.06 | Sqm |  |  |  | SSR 22-23
| At medicine center | 1 | x | 1 | 1.2 | 0.9 | 0 | 1.08 | Sqm |  |  |  | SSR 22-23
SSR 22-23
[9 empty] | Sqm | 314.9 | 1Sqm | 0 | SSR 22-23
4 | Plastering to brick masonary wall with 12mm thick double coat in CM (1:5) 8 mm thick base coat and CM (1:3) of 4mm thick top coat with dubara sponge finish including c/c of all materials including all operational, incidental and labour charges such as mixing cement mortar and curing etc complete for finished item of work (APSS 901, 903 & 904) | [11 empty] | SSR 22-23
| Qty.p.5 of M.B.No.142/C/ZP/22 |  | 09.10.2023 | [9 empty] | SSR 22-23
| Examination room alround | 1 | x | 1 | 11.5 | 0 | 3.3 | 37.95 | Sqm |  |  |  | SSR 22-23
| deduct windows | 1 | x | 1 | 1.2 | 0 | 1.2 | -1.44 | Sqm |  |  |  | SSR 22-23
| Deduct door | 1 | x | 1 | 0.9 | 0 | 2.1 | -1.89 | Sqm |  |  |  | SSR 22-23
| deduct ventilator | 1 | x | 1 | 0.6 | 0 | 0.3 | -0.18 | Sqm |  |  |  | SSR 22-23
| Lobby and clinic room alround | 1 | x | 1 | 19.04 | 0 | 3.3 | 62.83 | Sqm |  |  |  | SSR 22-23
| Deduct door | 1 | x | 1 | 0.9 | 0 | 2.1 | -1.89 | Sqm |  |  |  | SSR 22-23
| deduct windows | 1 | x | 2 | 1.2 | 0 | 1.2 | -2.88 | Sqm |  |  |  | SSR 22-23
| Deduct ventilator | 1 | x | 3 | 0.6 | 0 | 0.3 | -0.54 | Sqm |  |  |  | SSR 22-23
| Deduct main door | 1 | x | 1 | 1.05 | 0 | 2.1 | -2.21 | Sqm |  |  |  | SSR 22-23
| Deduct open space | 1 | x | 1 | 1.35 | 0 | 3.175 | -4.29 | Sqm |  |  |  | SSR 22-23
| tiolet-1 alround | 1 | x | 1 | 5.84 | 0 | 3.3 | 19.27 | Sqm |  |  |  | SSR 22-23
| Deduct door | 1 | x | 1 | 0.75 | 0 | 2.1 | -1.58 | Sqm |  |  |  | SSR 22-23
| Deduct ventilator | 1 | x | 1 | 0.6 | 0 | 0.3 | -0.18 | Sqm |  |  |  | SSR 22-23
| Tiilet front open space alround | 1 | x | 1 | 3.65 | 0 | 3.3 | 12.05 | Sqm |  |  |  | SSR 22-23
| Deduct door | 1 | x | 1 | 0.97 | 0 | 2.1 | -2.04 | Sqm |  |  |  | SSR 22-23
| deduct tiolet door | 1 | x | 1 | 0.75 | 0 | 2.1 | -1.58 | Sqm |  |  |  | SSR 22-23
| Lab and store room alround | 1 | x | 1 | 9.7 | 0 | 3.3 | 32.01 | Sqm |  |  |  | SSR 22-23
| Deduct door | 1 | x | 1 | 0.97 | 0 | 2.1 | -2.04 | Sqm |  |  |  | SSR 22-23
| deduct windows | 1 | x | 1 | 1.2 | 0 | 1.2 | -1.44 | Sqm |  |  |  | SSR 22-23
| Deduct ventilator | 1 | x | 1 | 0.6 | 0 | 0.3 | -0.18 | Sqm |  |  |  | SSR 22-23
| Bed room alround | 1 | x | 1 | 11.54 | 0 | 3.3 | 38.08 | Sqm |  |  |  | SSR 22-23
| Deduct door | 1 | x | 1 | 0.9 | 0 | 2.1 | -1.89 | Sqm |  |  |  | SSR 22-23
| deduct windows | 1 | x | 1 | 1.2 | 0 | 1.2 | -1.44 | Sqm |  |  |  | SSR 22-23
| Deduct ventilator | 1 | x | 1 | 0.6 | 0 | 0.3 | -0.18 | Sqm |  |  |  | SSR 22-23
| Living room alround | 1 | x | 1 | 18.82 | 0 | 3.3 | 62.11 | Sqm |  |  |  | SSR 22-23
| Deduct bed room door | 1 | x | 1 | 0.9 | 0 | 2.1 | -1.89 | Sqm |  |  |  | SSR 22-23
| Deduct open space | 1 | x | 1 | 1.35 | 0 | 3.1 | -4.19 | Sqm |  |  |  | SSR 22-23
| deduct kitchen door | 1 | x | 1 | 0.8 | 0 | 2.1 | -1.68 | Sqm |  |  |  | SSR 22-23
| deduct windows | 1 | x | 2 | 1.2 | 0 | 1.2 | -2.88 | Sqm |  |  |  | SSR 22-23
| Deduct main door | 1 | x | 1 | 1.07 | 0 | 2.1 | -2.25 | Sqm |  |  |  | SSR 22-23
| Deduct ventiltor | 1 | x | 3 | 0.6 | 0 | 0.3 | -0.54 | Sqm |  |  |  | SSR 22-23
| Tiolet 2 alround | 1 | x | 1 | 6.8 | 0 | 3.3 | 22.44 | Sqm |  |  |  | SSR 22-23
| Deduct door | 1 | x | 1 | 0.8 | 0 | 2.1 | -1.68 | Sqm |  |  |  | SSR 22-23
| Deduct ventilator | 1 | x | 1 | 0.6 | 0 | 0.3 | -0.18 | Sqm |  |  |  | SSR 22-23
| tiolet-2 front open space | 1 | x | 1 | 3.05 | 0 | 3.3 | 10.07 | Sqm |  |  |  | SSR 22-23
| Deduct door | 1 | x | 1 | 0.8 | 0 | 2.1 | -1.68 | Sqm |  |  |  | SSR 22-23
| Kitchen alround | 1 | x | 1 | 7.08 | 0 | 3.3 | 23.36 | Sqm |  |  |  | SSR 22-23
| deduct windows | 1 | x | 1 | 1.2 | 0 | 1.2 | -1.44 | Sqm |  |  |  | SSR 22-23
| Deduct ventilator | 1 | x | 2 | 0.6 | 0 | 0.3 | -0.36 | Sqm |  |  |  | SSR 22-23
| Deduct door | 1 | x | 2 | 0.8 | 0 | 2.1 | -3.36 | Sqm |  |  |  | SSR 22-23
| window alround horizantal | 2 | x | 8 | 1.2 | 0.23 | 0 | 4.42 | Sqm |  |  |  | SSR 22-23
| window alround vertical | 2 | x | 8 | 1.2 | 0 | 0.23 | 4.42 | Sqm |  |  |  | SSR 22-23
SSR 22-23
[9 empty] | Sqm | 388.21 | 1Sqm | 0 | SSR 22-23
24 | Plastering to brick masonary wall with 20mm thick double coat in CM (1:6) 16 mm thick base coat and CM (1:4) of 4mm thick top coat with dubara sponge finish including c/c of all materials including all operational, incidental and labour charges such as mixing cement mortar and curing etc complete for finished item of work (APSS 901, 903 & 904) | [11 empty] | SSR 22-23
| Qty.p.11 of M.B.No.1101/A/ZP/20 | [11 empty] | SSR 22-23
| Left side | 1 | x | 1 | 12.48 | 0 | 3.3 | 41.18 | Sqm |  |  |  | SSR 22-23
| Deduct counter | 1 | x | 1 | 1.59 | 0 | 1.35 | -2.15 | Sqm |  |  |  | SSR 22-23
| Deduct ventilator | 1 | x | 10 | 0.6 | 0 | 0.3 | -1.8 | Sqm |  |  |  | SSR 22-23
SSR 22-23
[9 empty] | Sqm | 404.02 | 1Sqm | 0 | SSR 22-23
2 | Plain Cement Concrete M30 Nominal mix (Cement: Sand: Metal) corresponding Table 9 of IS 456 using 20mm size graded machine crushed hard granite metal from approved quarry including c/c of all materials like Cement, Sand, coarse aggregate, water etc to site, all marerials including labour charges such as machine mixing, laying concrete, curing etc complete but excluding cost of steel and its fabrication charges for finished item of work for Flooring | [11 empty] | SSR 22-23
| Qty.p.2 of M.B.No.1187/A/ZP/20 |  | 06.07.2023 | [9 empty] | SSR 22-23
| Examination room | 1 | x | 1 | 2.9 | 2.85 | 0.075 | 0.62 | Cum |  |  |  | SSR 22-23
| tiolet | 1 | x | 1 | 1.35 | 1.6 | 0.075 | 0.16 | Cum |  |  |  | SSR 22-23
|  | 1 | x | 1 | 1.35 | 0.95 | 0.075 | 0.1 | Cum |  |  |  | SSR 22-23
| Lab and store room | 1 | x | 1 | 2.25 | 2.85 | 0.075 | 0.48 | Cum |  |  |  | SSR 22-23
| Bed room | 1 | x | 1 | 2.72 | 2.85 | 0.075 | 0.58 | Cum |  |  |  | SSR 22-23
| Tiolet | 1 | x | 1 | 1.42 | 1.8 | 0.075 | 0.19 | Cum |  |  |  | SSR 22-23
|  | 1 | x | 1 | 1.42 | 1.05 | 0.075 | 0.11 | Cum |  |  |  | SSR 22-23
| Kitchen | 1 | x | 1 | 1.82 | 2.8 | 0.075 | 0.38 | Cum |  |  |  | SSR 22-23
| Clinic & Lobby | 1 | x | 1 | 6.78 | 2.96 | 0.075 | 1.51 | Cum |  |  |  | SSR 22-23
| Living room | 1 | x | 1 | 6.22 | 2.96 | 0.075 | 1.38 | Cum |  |  |  | SSR 22-23
| In verandah | 1 | x | 1 | 12 | 1.2 | 0.075 | 1.08 | Cum |  |  |  | SSR 22-23
|  | 1 | x | 1 | 6.1 | 1.2 | 0.075 | 0.55 | Cum |  |  |  | SSR 22-23
| Ramp portion | 1 | x | 1 | 2.55 | 1.2 | 0.075 | 0.23 | Cum |  |  |  | SSR 22-23
| At medicine center | 1 | x | 1 | 1.2 | 0.9 | 0.075 | 0.08 | Cum |  |  |  | SSR 22-23
SSR 22-23
[9 empty] | Cum | 5601.67 | 1Cum | 0 | SSR 22-23
2 | Flooring with Porcelain Vitrified tiles stain free double charged of 1st quality and of size not less than 600X600X8mm thickness glossy finish premium colours, set over base coat of CM (1:8), 12mm thick over already laid CC bed / RCC Roof slab, including neat Cement slurry of honey like consistency spread @ 3.30 Kgs per Sqm & jointed with neat white Cement paste to full depth mixed with pigment of matching shade including c/c of all materials like Cement, Sand and Water and tiles etc complete including labour charges etc complete for finished item of work | [11 empty] | SSR 22-23
| Qty.p.1 & 2 of M.B.No.469/A/ZP/20 |  | 04.07.2023 | [9 empty] | SSR 22-23
| examination room | 1 | x | 1 | 2.88 | 2.78 | 0 | 8.01 | Sqm |  |  |  | SSR 22-23
| Infront of Tiolet | 1 | x | 1 | 1.48 | 1.1 | 0 | 1.63 | Sqm |  |  |  | SSR 22-23
| Deduct for platform | 1 | x | 2 | 0.5 | 0.115 | 0 | -0.12 | Sqm |  |  |  | SSR 22-23
| Lab and store room | 1 | x | 1 | 2.27 | 2.78 | 0 | 6.31 | Sqm |  |  |  | SSR 22-23
| bed room | 1 | x | 1 | 2.75 | 2.8 | 0 | 7.7 | Sqm |  |  |  | SSR 22-23
| Infront of Tiolet | 1 | x | 1 | 1.35 | 0.1 | 0 | 0.14 | Sqm |  |  |  | SSR 22-23
| Kitchen | 1 | x | 1 | 1.8 | 2.8 | 0 | 5.04 | Sqm |  |  |  | SSR 22-23
| Over platform | 1 | x | 2 | 1.2 | 0.5 | 0 | 1.2 | Sqm |  |  |  | SSR 22-23
|  | 1 | x | 1 | 2.15 | 0.45 | 0 | 0.97 | Sqm |  |  |  | SSR 22-23
| Deduct for platform | 1 | x | 2 | 0.45 | 0.1 | 0 | -0.09 | Sqm |  |  |  | SSR 22-23
| Living room | 1 | x | 1 | 6.15 | 2.95 | 0 | 18.14 | Sqm |  |  |  | SSR 22-23
| clinic and lobby | 1 | x | 1 | 6.75 | 2.95 | 0 | 19.91 | Sqm |  |  |  | SSR 22-23
SSR 22-23
[9 empty] | Sqm | 1067.36 | 1Sqm | 0 | SSR 22-23
3 | Providing Skirting to internal walls to 15cm height / risers of steps with Porcelain Vitrified tiles length equal to flooring stones, set over base coat of CM (1:5) 12mm thick with Cement slurry of honey like consistency spread @ 3.30 Kgs per Sqm & jointed with white Cement paste mixed with pigment of matching shade to full depth, including c/c of materials like Cement, Sand and Water and tiles etc complete for finished item of work | [11 empty] | SSR 22-23
| Qty.p.2 & 4 of M.B.No.469/A/ZP/20 |  | 04.07.2023 | [9 empty] | SSR 22-23
| examination room | 1 | x | 1 | 11.32 | 0 | 0.1 | 1.13 | Sqm |  |  |  | SSR 22-23
| Infront of tiolet | 1 | x | 1 | 1.1 | 0 | 0.1 | 0.11 | Sqm |  |  |  | SSR 22-23
| Hall alround | 1 | x | 1 | 1.3 | 0 | 0.1 | 0.13 | Sqm |  |  |  | SSR 22-23
| In lab and store | 1 | x | 1 | 10.1 | 0 | 0.1 | 1.01 | Sqm |  |  |  | SSR 22-23
| In bed room | 1 | x | 1 | 11.1 | 0 | 0.1 | 1.11 | Sqm |  |  |  | SSR 22-23
| In kitchen | 1 | x | 1 | 9.2 | 0 | 0.1 | 0.92 | Sqm |  |  |  | SSR 22-23
| In clinic and lobby | 1 | x | 1 | 19.4 | 0 | 0.1 | 1.94 | Sqm |  |  |  | SSR 22-23
| Living room | 1 | x | 1 | 18.2 | 0 | 0.1 | 1.82 | Sqm |  |  |  | SSR 22-23
| Deduct door | 1 | x | 1 | 1.2 | 0 | 0.1 | -0.12 | Sqm |  |  |  | SSR 22-23
| Deduct door | 1 | x | 1 | 0.9 | 0 | 0.1 | -0.09 | Sqm |  |  |  | SSR 22-23
| Deduct door | 2 | x | 4 | 0.9 | 0 | 0.1 | -0.72 | Sqm |  |  |  | SSR 22-23
| Deduct door | 1 | x | 3 | 0.75 | 0 | 0.1 | -0.23 | Sqm |  |  |  | SSR 22-23
SSR 22-23
[9 empty] | Sqm | 1062.03 | 1Sqm | 0 | SSR 22-23
27 | Flooring with high polished granite 16 to 18 mm mm thick slabs other than black set over base coat of cement mortar (1:8), 20 mm thick over CC bed already laid or RCC roof slab, including neat cement slurry of honey like consistency spread @ 3.3.kgs per sqm & jointed neatly with white cement paste mixed with pigment of matching shade to full depth, including cost of all materials like cement, sand water and tilesetc., complete, including seigniorage charges, labour charges for dressing of tilesetc., complete for finished item of work, but excluding the cost of conveyance of all materials | [11 empty] | SSR 22-23
| Qty.p.45 of M.B.No.1101/A/ZP/20 | [11 empty] | SSR 22-23
| 1st flight steps | 1 | x | 11 | 1.32 | 0.3 | 0 | 4.36 | Sqm |  |  |  | SSR 22-23
|  | 1 | x | 1 | 1.42 | 0.56 | 0 | 0.8 | Sqm |  |  |  | SSR 22-23
| 2nd flight steps | 1 | x | 12 | 1.23 | 0.3 | 0 | 4.43 | Sqm |  |  |  | SSR 22-23
SSR 22-23
[9 empty] | Sqm | 3115.07 | 1Sqm | 0 | SSR 22-23
28 | Providing skirting to internal walls to 15 cm height/risers of steps with 16-18 mm thick polished granite tiles length equal to flooring stones, set over base coat of CM (1:3) 12 mm thick with cement slurry of honey like consistency spread at the rate of 3.30 kgs per sqm and jointed with white cement paste mixed with pigment of matching shade to full depth, including cost of all materials like tiles, cement, sand and water etc., complete including seigniorage charges, etc., complete for finished item of work | [11 empty] | SSR 22-23
| Qty.p.46 of M.B.No.1101/A/ZP/20 | [11 empty] | SSR 22-23
| GF 1st flight raisers | 1 | x | 11 | 1.32 | 0.15 | 0 | 2.18 | Sqm |  |  |  | SSR 22-23
|  | 1 | x | 1 | 0.5 | 0 | 0.14 | 0.07 | Sqm |  |  |  | SSR 22-23
| 2nd flight | 1 | x | 1 | 4.65 | 0 | 0.14 | 0.65 | Sqm |  |  |  | SSR 22-23
|  | 1 | x | 12 | 0.4 | 0 | 0.14 | 0.67 | Sqm |  |  |  | SSR 22-23
SSR 22-23
[9 empty] | Sqm | 2905.43 | 1Sqm | 0 | SSR 22-23
26 | Flooring with chequrred terrazzo tiles of 22 mm thick (medium shade) set over base coat of cement mortar (1:6) 12 mm thick over CC bed already laid or RCC roof slab, including near cement slurry of honey like consistency spread @ 3.3.kgs per sqm & jointed with neat cement to full depth mixed with pigment of matching shade including cost of all materials like cement, sand water and tiles etc., complete, including seigniorage charges, complete for finished item of work, | [11 empty] | SSR 22-23
|  | 1 | x | 1 | 2.65 | 0.53 | 0 | 1.4 | Sqm |  |  |  | SSR 22-23
|  | 1 | x | 1 | 2.65 | 0.9 | 0 | 2.39 | Sqm |  |  |  | SSR 22-23
| Steps godown | 1 | x | 4 | 2.5 | 0.38 | 0 | 3.8 | Sqm |  |  |  | SSR 22-23
| Staircase steps | 1 | x | 21 | 1.28 | 0.3 | 0 | 8.06 | Sqm |  |  |  | SSR 22-23
SSR 22-23
[9 empty] | Sqm | 744.7 | 1Sqm | 0 | SSR 22-23
27 | Providing skirting to internal walls to 15 cm height/risers of steps with chequrred terrazzo tiles length equal to flooring stones, set over base coat of CM (1:5) 12 mm thick with cement slurry of honey like consistency spread at the rate of 3.30 kgs per sqm and jointed with white cement paste mixed with pigment of matching shade to full depth, including cost of all materials like tiles, cement, sand and water etc., complete including seigniorage charges, etc., complete for finished item of work, | [11 empty] | SSR 22-23
| Qty.p.14 of M.B.No.1101/A/ZP/20 | [11 empty] | SSR 22-23
| Landing | 1 | x | 2 | 5.25 | 0 | 0.1 | 1.05 | Sqm |  |  |  | SSR 22-23
| Staircase steps | 1 | x | 22 | 1.28 | 0 | 0.15 | 4.22 | Sqm |  |  |  | SSR 22-23
| Waiting room | 1 | x | 1 | 10.53 | 0 | 0.1 | 1.05 | Sqm |  |  |  | SSR 22-23
SSR 22-23
[9 empty] | Sqm | 750.18 | 1Sqm | 0 | SSR 22-23
4 | Flooring with Ceramic non skid tiles of not less than 7-8mm thick 1st quality laid over floor bed / VRCC slab set over base coat of CM (1:8), 12mm thick and neat grey Cement slurry of honey like consistency spread @ 3.30 Kgs per Sqm & jointed with neat white Cement paste to full depth mixed with pigment of matching shade including c/c of all materials to site including cost of mixing of mortar and watering and levelling to proper slope and curing including all labour charges etc for finished item of work | [11 empty] | SSR 22-23
| Qty.p.4 & 5 of M.B.No.469/A/ZP/20 |  | 04.07.2023 | [9 empty] | SSR 22-23
| In tiolet | 1 | x | 1 | 1.3 | 1.58 | 0 | 2.05 | Sqm |  |  |  | SSR 22-23
|  | 1 | x | 1 | 1.35 | 1.9 | 0 | 2.57 | Sqm |  |  |  | SSR 22-23
| Verandah | 1 | x | 1 | 3.1 | 1.2 | 0 | 3.72 | Sqm |  |  |  | SSR 22-23
|  | 1 | x | 1 | 10.2 | 1.2 | 0 | 12.24 | Sqm |  |  |  | SSR 22-23
|  | 1 | x | 1 | 4.6 | 1.2 | 0 | 5.52 | Sqm |  |  |  | SSR 22-23
| At medicine center | 1 | x | 1 | 2.35 | 1.2 | 0 | 2.82 | Sqm |  |  |  | SSR 22-23
| For steps | 1 | x | 1 | 1.2 | 0.3 | 0 | 0.36 | Sqm |  |  |  | SSR 22-23
|  | 1 | x | 2 | 1.2 | 0.3 | 0 | 0.72 | Sqm |  |  |  | SSR 22-23
SSR 22-23
[9 empty] | Sqm | 801.83 | 1Sqm | 0 | SSR 22-23
5 | Providing Daddooing to walls with 5 to 7mm thick Glazed Ceramic wall tiles of 1st quality of 6mm thick set over base coat of CM (1:3) 12mm thick with Cement slurry of honey like consistency spread @ 3.30 Kgs per Sqm & jointed with neat white Cement paste to full depth mixed with pigment of matching shade including c/c of all materials to site, cost of all materials like tiles, Cement, sand and water etc complete for finished item of work | [11 empty] | SSR 22-23
| Qty.p.6 & 7 of M.B.No.469/A/ZP/20 |  | 04.07.2023 | [9 empty] | SSR 22-23
| Verandah | 1 | x | 1 | 1.9 | 0 | 0.1 | 0.19 | Sqm |  |  |  | SSR 22-23
|  | 1 | x | 1 | 10.2 | 0 | 0.1 | 1.02 | Sqm |  |  |  | SSR 22-23
|  | 1 | x | 1 | 4.6 | 0 | 0.1 | 0.46 | Sqm |  |  |  | SSR 22-23
| steps | 1 | x | 2 | 1.2 | 0 | 0.15 | 0.36 | Sqm |  |  |  | SSR 22-23
|  | 1 | x | 2 | 1.2 | 0.3 | 0 | 0.72 | Sqm |  |  |  | SSR 22-23
| Wall of tiolet | 1 | x | 1 | 5.76 | 0 | 1.75 | 10.08 | Sqm |  |  |  | SSR 22-23
|  | 1 | x | 1 | 6.5 | 0 | 1.8 | 11.7 | Sqm |  |  |  | SSR 22-23
| Deduct for door | 1 | x | 1 | 1.2 | 0 | 0.1 | -0.12 | Sqm |  |  |  | SSR 22-23
| Deduct for door | 1 | x | 1 | 0.9 | 0 | 0.1 | -0.09 | Sqm |  |  |  | SSR 22-23
| Deduct for door | 1 | x | 1 | 0.75 | 0 | 1.75 | -1.31 | Sqm |  |  |  | SSR 22-23
| Deduct for door | 1 | x | 1 | 1.35 | 0 | 1.8 | -2.43 | Sqm |  |  |  | SSR 22-23
SSR 22-23
[9 empty] | Sqm | 518.15 | 1Sqm | 0 | SSR 22-23
1 | Flooring with pressed clay flooring tiles, set over base coat of cement mortar (1:8) 12 mm thick over CC bed already laid or RCC roof slab, including neat cement slurry of honey like consistency spread @ 3.3.kgs per sqm & jointed neatly with cement mixed with pigment of matching shade to full depth, including cost of all materials like cement, sand water and tiles etc., complete, for finished item of work, | [11 empty] | SSR 22-23
| Qty.p.22 of M.B.No.111/A/ZP/22 |  | 07.12.2023 | [9 empty] | SSR 22-23
|  | 1 | x | 2 | 3.35 | 0.95 | 0 | 6.37 | Sqm |  |  |  | SSR 22-23
|  | 1 | x | 1 | 16.6 | 0.95 | 0 | 15.77 | Sqm |  |  |  | SSR 22-23
SSR 22-23
[8 empty] | 22.14 | Sqm | 1017.93 | 1Sqm | 22537 | SSR 22-23
25 | Supply of precast concrete blocks for paving of M-35 grade and thickness not less than 60 mm for Light traffic areas conforming to IS 15658:2006 in all shapes and designs for laying & fixing of precast concrete blocks for paving of all grades, any thickness, all sizes & shapes including all labour charges for loading & unloading, laying to desired lines and levels complete | [11 empty] | SSR 22-23
| Qty.p.68 of M.B.No.1101/A/ZP/20 | [11 empty] | SSR 22-23
| Elevation sides | 1 | x | 2 | 1 | 0 | 1 | 2 | Sqm |  |  |  | SSR 22-23
| Middle | 1 | x | 2 | 3.15 | 0 | 1 | 6.3 | Sqm |  |  |  | SSR 22-23
| Middle | 1 | x | 2 | 2 | 0 | 1.9 | 7.6 | Sqm |  |  |  | SSR 22-23
SSR 22-23
[9 empty] | Sqm | 610 | 1Sqm | 0 | SSR 22-23
25 | Gronolithie Concrete Flooring 20 mm thick with (1:1:2), using 6mm to 12 mm size hard granite machine crushed metal laid over CC bed already laid or RCC roof slab, in alternate panels of size not exceeding 1.50 m x 1.50 m and finishing the top surface to required smoothness and slopes and thread lining including cost of all materials like cement, metal, sand and water etc., complete, including seigniorage charges, etc., complete for finished item of work, but excluding the cost of conveyance of all materials | [11 empty] | SSR 22-23
| Qty.p.68 of M.B.No.1101/A/ZP/20 | [11 empty] | SSR 22-23
| Elevation sides | 1 | x | 2 | 1 | 0 | 1 | 2 | Sqm |  |  |  | SSR 22-23
| Middle | 1 | x | 2 | 3.15 | 0 | 1 | 6.3 | Sqm |  |  |  | SSR 22-23
| Middle | 1 | x | 2 | 2 | 0 | 1.9 | 7.6 | Sqm |  |  |  | SSR 22-23
SSR 22-23
[9 empty] | Sqm | 345.47 | 1Sqm | 0 | SSR 22-23
26 | White washing one coat with whiting of approved quality to give an even shade after thoroughly brushing the surface to remove all dirt and remains of loose powdered materials including cost of all materials, labour charges and incidental such as scaffolding, lift charges etc., complete for finished item of wor | [11 empty] | SSR 22-23
| Qty.p.17 of M.B.No.1101/A/ZP/20 | [11 empty] | SSR 22-23
| Hall | 1 | x | 1 | 8.5 | 4.95 | 0 | 42.08 | Sqm |  |  |  | SSR 22-23
| North side | 1 | x | 1 | 6.25 | 0 | 3.6 | 22.5 | Sqm |  |  |  | SSR 22-23
| West side | 1 | x | 1 | 5.45 | 0 | 3.2 | 17.44 | Sqm |  |  |  | SSR 22-23
SSR 22-23
[9 empty] | Sqm | 24.05 | 1Sqm | 0 | SSR 22-23
4 | Providing and applying Wall putty of White Cement or Polymer or Cement based of average 1 to 2 mm thickness over plastered surface to prepare the surface even and smooth after thoroughly brushing the surface to remove all dirt and remains of loose powdered materials, applying emery paper, Sand the surface, clean & wipe off loose dust, applying knifing paste filler by putty knife / muslin pad, air dry for 2 - 3 hrs, sand with 180 and 320 No., emery paper for the surface preparation including cost and conveyance of all materials and all operational, incidental and all labour charges etc., complete for finished item of work in all floors for internal walls | [11 empty] | SSR 22-23
| Work to be executed | [11 empty] | SSR 22-23
| Examination room | 1 | x | 1 | 2.92 | 2.83 | 0 | 8.26 | Sqm |  |  |  | SSR 22-23
| Lobby and clinic room | 1 | x | 1 | 6.55 | 2.97 | 0 | 19.45 | Sqm |  |  |  | SSR 22-23
| Tiolet fron open space | 1 | x | 1 | 1.15 | 1.35 | 0 | 1.55 | Sqm |  |  |  | SSR 22-23
| Lab and store room | 1 | x | 1 | 2.85 | 2 | 0 | 5.7 | Sqm |  |  |  | SSR 22-23
| bed room | 1 | x | 1 | 2.95 | 2.82 | 0 | 8.32 | Sqm |  |  |  | SSR 22-23
| living room | 1 | x | 1 | 6.44 | 2.97 | 0 | 19.13 | Sqm |  |  |  | SSR 22-23
| tiolet-2 front open space | 1 | x | 1 | 0.85 | 1.45 | 0 | 1.23 | Sqm |  |  |  | SSR 22-23
| Kitchen | 1 | x | 1 | 1.85 | 1.69 | 0 | 3.13 | Sqm |  |  |  | SSR 22-23
| Examination room alround | 1 | x | 1 | 11.5 | 0 | 3.3 | 37.95 | Sqm |  |  |  | SSR 22-23
| deduct windows | 1 | x | 1 | 1.2 | 0 | 1.2 | -1.44 | Sqm |  |  |  | SSR 22-23
| Deduct door | 1 | x | 1 | 0.9 | 0 | 2.1 | -1.89 | Sqm |  |  |  | SSR 22-23
| deduct ventilator | 1 | x | 1 | 0.6 | 0 | 0.3 | -0.18 | Sqm |  |  |  | SSR 22-23
| Lobby and clinic room alround | 1 | x | 1 | 19.04 | 0 | 3.3 | 62.83 | Sqm |  |  |  | SSR 22-23
| Deduct door | 1 | x | 1 | 0.9 | 0 | 2.1 | -1.89 | Sqm |  |  |  | SSR 22-23
| deduct windows | 1 | x | 2 | 1.2 | 0 | 1.2 | -2.88 | Sqm |  |  |  | SSR 22-23
| Deduct ventilator | 1 | x | 3 | 0.6 | 0 | 0.3 | -0.54 | Sqm |  |  |  | SSR 22-23
| Deduct main door | 1 | x | 1 | 1.05 | 0 | 2.1 | -2.21 | Sqm |  |  |  | SSR 22-23
| Deduct open space | 1 | x | 1 | 1.35 | 0 | 3.175 | -4.29 | Sqm |  |  |  | SSR 22-23
| Tiilet front open space alround | 1 | x | 1 | 3.65 | 0 | 3.3 | 12.05 | Sqm |  |  |  | SSR 22-23
| Deduct door | 1 | x | 1 | 0.97 | 0 | 2.1 | -2.04 | Sqm |  |  |  | SSR 22-23
| deduct tiolet door | 1 | x | 1 | 0.75 | 0 | 2.1 | -1.58 | Sqm |  |  |  | SSR 22-23
| Lab and store room alround | 1 | x | 1 | 9.7 | 0 | 3.3 | 32.01 | Sqm |  |  |  | SSR 22-23
| Deduct door | 1 | x | 1 | 0.97 | 0 | 2.1 | -2.04 | Sqm |  |  |  | SSR 22-23
| deduct windows | 1 | x | 1 | 1.2 | 0 | 1.2 | -1.44 | Sqm |  |  |  | SSR 22-23
| Deduct ventilator | 1 | x | 1 | 0.6 | 0 | 0.3 | -0.18 | Sqm |  |  |  | SSR 22-23
| Bed room alround | 1 | x | 1 | 11.54 | 0 | 3.3 | 38.08 | Sqm |  |  |  | SSR 22-23
| Deduct door | 1 | x | 1 | 0.9 | 0 | 2.1 | -1.89 | Sqm |  |  |  | SSR 22-23
| deduct windows | 1 | x | 1 | 1.2 | 0 | 1.2 | -1.44 | Sqm |  |  |  | SSR 22-23
| Deduct ventilator | 1 | x | 1 | 0.6 | 0 | 0.3 | -0.18 | Sqm |  |  |  | SSR 22-23
| Living room alround | 1 | x | 1 | 18.82 | 0 | 3.3 | 62.11 | Sqm |  |  |  | SSR 22-23
| Deduct bed room door | 1 | x | 1 | 0.9 | 0 | 2.1 | -1.89 | Sqm |  |  |  | SSR 22-23
| Deduct open space | 1 | x | 1 | 1.35 | 0 | 3.1 | -4.19 | Sqm |  |  |  | SSR 22-23
| deduct kitchen door | 1 | x | 1 | 0.8 | 0 | 2.1 | -1.68 | Sqm |  |  |  | SSR 22-23
| deduct windows | 1 | x | 2 | 1.2 | 0 | 1.2 | -2.88 | Sqm |  |  |  | SSR 22-23
| Deduct main door | 1 | x | 1 | 1.07 | 0 | 2.1 | -2.25 | Sqm |  |  |  | SSR 22-23
| Deduct ventiltor | 1 | x | 3 | 0.6 | 0 | 0.3 | -0.54 | Sqm |  |  |  | SSR 22-23
| tiolet-2 front open space | 1 | x | 1 | 3.05 | 0 | 3.3 | 10.07 | Sqm |  |  |  | SSR 22-23
| Deduct door | 1 | x | 1 | 0.8 | 0 | 2.1 | -1.68 | Sqm |  |  |  | SSR 22-23
| Kitchen alround | 1 | x | 1 | 7.08 | 0 | 3.3 | 23.36 | Sqm |  |  |  | SSR 22-23
| deduct windows | 1 | x | 1 | 1.2 | 0 | 1.2 | -1.44 | Sqm |  |  |  | SSR 22-23
| Deduct ventilator | 1 | x | 2 | 0.6 | 0 | 0.3 | -0.36 | Sqm |  |  |  | SSR 22-23
| Deduct door | 1 | x | 2 | 0.8 | 0 | 2.1 | -3.36 | Sqm |  |  |  | SSR 22-23
| window alround horizantal | 2 | x | 8 | 1.2 | 0.23 | 0 | 4.42 | Sqm |  |  |  | SSR 22-23
| window alround vertical | 2 | x | 8 | 1.2 | 0 | 0.23 | 4.42 | Sqm |  |  |  | SSR 22-23
SSR 22-23
[9 empty] | Sqm | 173.73 | 1Sqm | 0 | SSR 22-23
2 | Painting to new walls with 2 coats of acrylic Emulsion paint Asian or equivalent and shade over Priming coat with Cement primer water base interior Gr-1 Asian or equivalent on new plastered surface after throughly brushing the surace remove all dirt and remains of loose powdered materials including cost and conveyance of all materials to worksite and all oparational, incidental, labour charges etc complete for finished item of work as per SS 911 for internal walls | [11 empty] | SSR 22-23
| Qty.p.23 to 25 of M.B.No.111/A/ZP/22 |  | 20.12.2023 | [9 empty] | SSR 22-23
| Examination room | 1 | x | 1 | 10.84 | 0 | 3.05 | 33.06 | Sqm |  |  |  | SSR 22-23
| Ceiling | 1 | x | 1 | 2.7 | 2.72 | 0 | 7.34 | Sqm |  |  |  | SSR 22-23
| Lab and store room | 1 | x | 1 | 9.84 | 0 | 3.05 | 30.01 | Sqm |  |  |  | SSR 22-23
| Ceiling | 1 | x | 1 | 2.2 | 2.72 | 0 | 5.98 | Sqm |  |  |  | SSR 22-23
| Bed room | 1 | x | 1 | 9.84 | 0 | 3.05 | 30.01 | Sqm |  |  |  | SSR 22-23
| Ceiling | 1 | x | 1 | 2.2 | 2.72 | 0 | 5.98 | Sqm |  |  |  | SSR 22-23
| Kitchen | 1 | x | 1 | 8.64 | 0 | 3.05 | 26.35 | Sqm |  |  |  | SSR 22-23
| Ceiling | 1 | x | 1 | 1.6 | 2.72 | 0 | 4.35 | Sqm |  |  |  | SSR 22-23
| clinic and lobby | 1 | x | 1 | 19.22 | 0 | 3.05 | 58.62 | Sqm |  |  |  | SSR 22-23
| Ceiling | 1 | x | 1 | 6.6 | 2.95 | 0 | 19.47 | Sqm |  |  |  | SSR 22-23
| Living room | 1 | x | 1 | 18.1 | 0 | 3.05 | 55.21 | Sqm |  |  |  | SSR 22-23
| Ceiling | 1 | x | 1 | 6.1 | 2.95 | 0 | 18 | Sqm |  |  |  | SSR 22-23
| platform | 1 | x | 2 | 0.6 | 0 | 0.7 | 0.84 | Sqm |  |  |  | SSR 22-23
|  | 1 | x | 2 | 0.5 | 0 | 0.7 | 0.7 | Sqm |  |  |  | SSR 22-23
|  | 1 | x | 3 | 0.35 | 0 | 0.7 | 0.74 | Sqm |  |  |  | SSR 22-23
| tiolet ceiling | 1 | x | 1 | 1.45 | 1.4 | 0 | 2.03 | Sqm |  |  |  | SSR 22-23
|  | 1 | x | 1 | 1.45 | 1.25 | 0 | 1.81 | Sqm |  |  |  | SSR 22-23
|  | 1 | x | 1 | 5.8 | 0 | 1.15 | 6.67 | Sqm |  |  |  | SSR 22-23
|  | 1 | x | 1 | 5.8 | 0 | 1.15 | 6.67 | Sqm |  |  |  | SSR 22-23
| Deduct door | 1 | x | 1 | 1.2 | 0 | 2.1 | -2.52 | Sqm |  |  |  | SSR 22-23
| Deduct door | 2 | x | 2 | 1.05 | 0 | 2.1 | -8.82 | Sqm |  |  |  | SSR 22-23
| Deduct door | 1 | x | 1 | 1.05 | 0 | 2.1 | -2.21 | Sqm |  |  |  | SSR 22-23
| Deduct door | 1 | x | 2 | 1 | 0 | 2.1 | -4.2 | Sqm |  |  |  | SSR 22-23
| Deduct door | 2 | x | 2 | 0.9 | 0 | 2.1 | -7.56 | Sqm |  |  |  | SSR 22-23
| Deduct door | 1 | x | 1 | 0.9 | 0 | 2.1 | -1.89 | Sqm |  |  |  | SSR 22-23
| deduct windows | 1 | x | 11 | 1.2 | 0 | 1.2 | -15.84 | Sqm |  |  |  | SSR 22-23
| Deduct ventilators | 1 | x | 12 | 0.6 | 0 | 0.3 | -2.16 | Sqm |  |  |  | SSR 22-23
SSR 22-23
[8 empty] | 268.64 | Sqm | 146.82 | 1Sqm | 39442 | SSR 22-23
3 | Painting to new walls with 2 coats of acrylic Emulsion paint Asian or equivalent and shade over Priming coat with Cement primer water base interior Gr-1 Asian or equivalent on new plastered surface after throughly brushing the surace remove all dirt and remains of loose powdered materials including cost and conveyance of all materials to worksite and all oparational, incidental, labour charges etc complete for finished item of work as per SS 911 for external walls | [11 empty] | SSR 22-23
| Qty.p.25 to 27 of M.B.No.111/A/ZP/22 |  | 20.12.2023 | [9 empty] | SSR 22-23
| Long walls | 1 | x | 2 | 13.54 | 0 | 3.15 | 85.3 | Sqm |  |  |  | SSR 22-23
| cross wall left | 1 | x | 2 | 6.43 | 0 | 3.15 | 40.51 | Sqm |  |  |  | SSR 22-23
| Basement | 1 | x | 1 | 3.7 | 0 | 0.3 | 1.11 | Sqm |  |  |  | SSR 22-23
|  | 1 | x | 1 | 12.75 | 0 | 0.3 | 3.83 | Sqm |  |  |  | SSR 22-23
| Back side | 1 | x | 1 | 13.54 | 0 | 0.3 | 4.06 | Sqm |  |  |  | SSR 22-23
| Sides | 1 | x | 1 | 6.43 | 0 | 0.3 | 1.93 | Sqm |  |  |  | SSR 22-23
|  | 1 | x | 1 | 3.9 | 0 | 0.3 | 1.17 | Sqm |  |  |  | SSR 22-23
| Verandah front side | 1 | x | 1 | 16 | 0.95 | 0 | 15.2 | Sqm |  |  |  | SSR 22-23
| side portion | 1 | x | 2 | 3.15 | 2.2 | 0 | 13.86 | Sqm |  |  |  | SSR 22-23
| Slope portion front side | 1 | x | 1 | 16.6 | 0.95 | 0 | 15.77 | Sqm |  |  |  | SSR 22-23
| sides | 1 | x | 2 | 3.35 | 0.95 | 0 | 6.37 | Sqm |  |  |  | SSR 22-23
| slab projection back side | 1 | x | 1 | 14.1 | 0.3 | 0 | 4.23 | Sqm |  |  |  | SSR 22-23
| two sides | 1 | x | 2 | 3.2 | 0.3 | 0 | 1.92 | Sqm |  |  |  | SSR 22-23
| drop | 1 | x | 1 | 17.2 | 0.25 | 0 | 4.3 | Sqm |  |  |  | SSR 22-23
|  | 1 | x | 2 | 3.65 | 0.25 | 0 | 1.83 | Sqm |  |  |  | SSR 22-23
| for pressed tiles | 1 | x | 1 | 16.6 | 0.95 | 0 | 15.77 | Sqm |  |  |  | SSR 22-23
|  | 1 | x | 2 | 3.35 | 0.95 | 0 | 6.37 | Sqm |  |  |  | SSR 22-23
SSR 22-23
[8 empty] | 223.53 | Sqm | 200.84 | 1Sqm | 44894 | SSR 22-23
6 | Painting New Wood / iron work with Two coats of ready mixed Synthatic Enamil paint first quality of shades over primary coat of wood primary making Three coats in all given as even shade after thoroughly brushes the surface to remove all remains of loose provided materials including c/c of all materials and labour charges etc complete for finished item of work | [11 empty] | SSR 22-23
| Qty.p. 21 of M.B.No.469/A/ZP/20 |  | 10.08.2023 | [9 empty] | SSR 22-23
| Doors | 1 | x | 2.25 | 0.9 | 0 | 2.1 | 4.25 | Sqm |  |  |  | SSR 22-23
| Doors | 1 | x | 2.25 | 0.75 | 0 | 2.1 | 3.54 | Sqm |  |  |  | SSR 22-23
| Window Grills | 8 | x | 0.5 | 1.2 | 0 | 1.2 | 5.76 | Sqm |  |  |  | SSR 22-23
SSR 22-23
[9 empty] | Sqm | 149.86 | 1Sqm | 0 | SSR 22-23
4 | Supply & applying Poly-Urethane Water Proof Polish Glossy/ Matt finish to the wood works duly cleaning the surface and applying emery paper, Sand the wood with 180 No., emery paper and then with 320 No., emery paper, clean & wipe off loose dust, applying suitable knifing paste filler / wood filler by putty knife / muslin pad, air dry for 2 - 3 hrs, sand with 180 and 320 No., emery paper, applying two component wood sealer, after the surface preparation applying one coat of approved spraying PU thinner (for spraying) / applying one coat of approved brushing PU thinner or general purpose thinner (for brushing) and apply one coat of PU by brush or spray, air-dry overnight, Sand again with 180 No. emery paper and removing dust, applying second coat of PU, air drying for 4 - 6 Hrs, Sand with 320 No emery paper, and applying (either with spray or brush) two coats of approved brand PU including cost & labour charges, emery papers, cost of thinner & PU of approved brands such as Jenson & Nicholson, Asian Paints, Berger Paints or equivalent etc., complete for finished item | [11 empty] | SSR 22-23
| Qty.p.28 & 29 of M.B.No.111/A/ZP/22 |  | 20.12.2023 | [9 empty] | SSR 22-23
| Door frame and shutter | 1 | x | 2.25 | 1.2 | 0 | 2.1 | 5.67 | Sqm |  |  |  | SSR 22-23
|  | 1 | x | 2.25 | 1.05 | 0 | 2.1 | 4.96 | Sqm |  |  |  | SSR 22-23
|  | 1 | x | 2.25 | 0.9 | 0 | 2.1 | 4.25 | Sqm |  |  |  | SSR 22-23
SSR 22-23
[8 empty] | 14.88 | Sqm | 968.78 | 1Sqm | 14415 | SSR 22-23
32 | Supply & fixing of Rolling shutter made of 80 x 1.25 mm machine rolled CRCA laths, interlocked together through their entire length and jointed together at the ends by endlocks, mounted on specially designed pipe shaft of 50mm dia nominal bore MS B class pipe with brackets, plates, guide channels, stoppers, bottom locking plates and arrangements for inside & outside locking with push-pull operations including cost of hood cover and springs complete, painted with one coat of approved steel primer, locks, ball bearings, all accessories etc complete for finished item of work as per special spn: 1108 | [11 empty] | SSR 22-23
| Qty.p.51 of M.B.No.1101/A/ZP/20 | [11 empty] | SSR 22-23
|  | 1 | x | 1 | 2.4 | 0 | 2.1 | 5.04 | Sqm |  |  |  | SSR 22-23
SSR 22-23
[9 empty] | Sqm | 4025 | 1Sqm | 0 | SSR 22-23
6 | S&F of 1200 mm dia 2" thick Precasted cc cover for hume pipe including cost and conveyance of all material and labour charges etc., complete for septic Tank | [11 empty] | SSR 22-23
| Qty.p.67 of M.B.No.111/A/ZP/22 |  | 17.11.2023 | [9 empty] | SSR 22-23
|  | 2 | x | 8 | 0 | 0 | 0 | 16 | No |  |  |  | SSR 22-23
SSR 22-23
[9 empty] | No | 808 | 1No | 0 | SSR 22-23
8 | S&F of 36" dia(0.90Mts) 2" thick Precasted rcc hume rings including cost and conveyance of all material and labour charges etc., complete for septic Tank | [11 empty] | SSR 22-23
| Work to be executed | [11 empty] | SSR 22-23
|  | 1 | x | 7 | 0 | 0 | 0 | 7 | No |  |  |  | SSR 22-23
SSR 22-23
[9 empty] | No | 500 | 1No | 0 | SSR 22-23
7 | S&F of 1200 & 900 mm dia 2" thick Precasted cc cover for hume pipe including cost and conveyance of all material and labour charges etc., complete for septic Tank | [11 empty] | SSR 22-23
| Qty.p.67 of M.B.No.111/A/ZP/22 |  | 17.11.2023 | [9 empty] | SSR 22-23
|  | 1 | x | 2 | 0 | 0 | 0 | 2 | No |  |  |  | SSR 22-23
SSR 22-23
[9 empty] | No | 130 | 1No | 0 | SSR 22-23
31 | Supplying, fitting & placing HYSD bar reinforcement in foundation complete including labour charges for cutting, bending to required sizes and shapes, placing in position and tying with binding wire, forming grills for reinforcement work including c/c of steel bars below 36mm dia including overlaps and wastage, where they are not welded | [11 empty] | SSR 22-23
| Qty.p.63 of M.B.No.1101/A/ZP/20 | GF Lintels | [6 empty] | Kgs |  |  |  | SSR 22-23
| Qty.p.75 of M.B.No.1101/A/ZP/20 | GF Lintels | [6 empty] | Kgs |  |  |  | SSR 22-23
| Qty.p.78 of M.B.No.1101/A/ZP/20 | GF sunshades | [6 empty] | Kgs |  |  |  | SSR 22-23
SSR 22-23
[8 empty] | 0 | Kgs |  |  |  | SSR 22-23
[7 empty] | Or | 0 | MT | 89280 | 1MT | 0 | SSR 22-23
| FIRST FLOOR | [11 empty] | SSR 22-23
1 | Reinforced Cement Concrete M25 Nominal mix (Cement: Sand: Metal) corresponding Table 9 of IS 456 using 20mm size graded machine crushed hard granite metal from approved quarry including c/c of all materials like Cement, Sand, coarse aggregate, water etc to site, all marerials including labour charges such as machine mixing, laying concrete, curing etc complete but excluding cost of steel and its fabrication charges for finished item of work for Columns etc., complete | [11 empty] | SSR 22-23
| Qty.p.14 of M.B.No.1101/A/ZP/20 | [11 empty] | SSR 22-23
| Dummy columns | 1 | x | 11 | 0.36 | 0.48 | 0.05 | 0.1 | Cum |  |  |  | SSR 22-23
SSR 22-23
[9 empty] | Cum | 11192.01 | 1Cum | 0 | SSR 22-23
2 | ~do~ for Beams etc., complete | [11 empty] | SSR 22-23
| Qty.p.17 of M.B.No.1101/A/ZP/20 | [11 empty] | SSR 22-23
| Mid landing beam-1 | 1 | x | 1 | 2.65 | 0.23 | 0.3 | 0.18 | Cum |  |  |  | SSR 22-23
| Mid landing beam-2 | 1 | x | 2 | 1 | 0.23 | 0.3 | 0.14 | Cum |  |  |  | SSR 22-23
SSR 22-23
[9 empty] | Cum | 10490.18 | 1Cum | 0 | SSR 22-23
3 | ~do~ for Waist slab 150mm thick etc., complete | [11 empty] | SSR 22-23
| Qty.p.17 of M.B.No.1101/A/ZP/20 | [11 empty] | SSR 22-23
| 1st flight (dead slab) | 1 | x | 1 | 3.2 | 1.22 | 0 | 3.9 | Sqm |  |  |  | SSR 22-23
SSR 22-23
[9 empty] | Sqm | 1538.77 | 1Sqm | 0 | SSR 22-23
4 | ~do~ for Roof slab 125mm thick etc., complete | [11 empty] | SSR 22-23
| Qty.p.45 of M.B.No.1101/A/ZP/20 | [11 empty] | SSR 22-23
|  | 1 | x | 1 | 16.1 | 10.15 | 0 | 163.42 | Sqm |  |  |  | SSR 22-23
| Deduct staircase | 1 | x | 1 | 3.87 | 2.65 | 0 | -10.26 | Sqm |  |  |  | SSR 22-23
SSR 22-23
[9 empty] | Sqm | 1395.89 | 1Sqm | 0 | SSR 22-23
13 | ~do~ for Roof slab 100mm thick etc., complete | [11 empty] | SSR 22-23
| Qty.p.95 of M.B.No.1101/A/ZP/20 | [11 empty] | SSR 22-23
| Septic tank | 1 | x | 1 | 3.95 | 2.1 | 0 | 8.3 | Sqm |  |  |  | SSR 22-23
SSR 22-23
[9 empty] | Sqm | 1253.01 | 1Sqm | 0 | SSR 22-23
16 | ~do~ for Roof slab 50mm thick etc., complete | [11 empty] | SSR 22-23
| Qty.p.62 of M.B.No.1101/A/ZP/20 | [11 empty] | SSR 22-23
| 50mm thick | 1 | x | 5 | 1.52 | 0.23 | 0 | 1.75 | Sqm |  |  |  | SSR 22-23
| For water tank | 1 | x | 1 | 1.4 | 1.4 | 0 | 1.96 | Sqm |  |  |  | SSR 22-23
SSR 22-23
[9 empty] | Sqm | 694.54 | 1Sqm | 0 | SSR 22-23
16 | ~do~ for Roof slab 25mm thick etc., complete | [11 empty] | SSR 22-23
| Qty.p.62 of M.B.No.1101/A/ZP/20 | [11 empty] | SSR 22-23
| 50mm thick | 1 | x | 5 | 1.52 | 0.23 | 0 | 1.75 | Sqm |  |  |  | SSR 22-23
|  | 1 | x | 4 | 1.83 | 0.23 | 0 | 1.68 | Sqm |  |  |  | SSR 22-23
SSR 22-23
[9 empty] | Sqm | 553.39 | 1Sqm | 0 | SSR 22-23
7 | Reinforced Cement Concrete M25 Nominal mix (Cement: Sand: Metal) corresponding Table 9 of IS 456 using 20mm size graded machine crushed hard granite metal from approved quarry including c/c of all materials like Cement, Sand, coarse aggregate, water etc to site, all marerials including labour charges such as machine mixing, laying concrete, curing etc complete but excluding cost of steel and its fabrication charges for finished item of work for Lintels etc., complete | [11 empty] | SSR 22-23
| Qty.p.68 of M.B.No.1101/A/ZP/20 | [11 empty] | SSR 22-23
|  | 1 | x | 2 | 2.8 | 0.23 | 0.15 | 0.19 | Cum |  |  |  | SSR 22-23
|  | 1 | x | 2 | 2.8 | 0.23 | 0.15 | 0.19 | Cum |  |  |  | SSR 22-23
SSR 22-23
[9 empty] | Cum | 11212.51 | 1Cum | 0 | SSR 22-23
8 | ~do~ for sunshades etc., complete | [11 empty] | SSR 22-23
| Qty.p.83 of M.B.No.1101/A/ZP/20 | [11 empty] | SSR 22-23
|  | 1 | x | 7 | 1.8 | 0 | 0 | 12.6 | Rm |  |  |  | SSR 22-23
|  | 1 | x | 1 | 3 | 0 | 0 | 3 | Rm |  |  |  | SSR 22-23
SSR 22-23
[9 empty] | Rm | 630.35 | 1Rm | 0 | SSR 22-23
7 | Providing impervious coat to exposed RCC Roof Slab surface with CM (1:3) 12mm thick with 1Kg of water proof compound per bag of Cement laid over roof when it is green including c/c of all materials and labour charges for mixing mortar, laying, rendering smooth and thread lining of wall & slab etc complete for finished item of work (APSS 901,903) | [11 empty] | SSR 22-23
| Qty.p.12 of M.B.No.1101/A/ZP/20 | [11 empty] | SSR 22-23
| Over first slab | 1 | x | 1 | 10.45 | 8.85 | 0 | 92.48 | Sqm |  |  |  | SSR 22-23
|  | 1 | x | 1 | 5.5 | 5.5 | 0 | 30.25 | Sqm |  |  |  | SSR 22-23
SSR 22-23
[9 empty] | Sqm | 339.16 | 1Sqm | 0 | SSR 22-23
13 | Providing impervious coat to exposed RCC Roof Slab surface with CM (1:3) 20mm thick with 1Kg of water proof compound per bag of Cement laid over roof when it is green including c/c of all materials and labour charges for mixing mortar, laying, rendering smooth and thread lining of wall & slab etc complete for finished item of work (APSS 901,903) | [11 empty] | SSR 22-23
| Qty.p. of M.B.No.1101/A/ZP/20 | [11 empty] | SSR 22-23
|  | 1 | x | 1 | 10.45 | 12 | 0 | 125.4 | Sqm |  |  |  | SSR 22-23
|  | 1 | x | 1 | 3.52 | 0.92 | 0 | 3.24 | Sqm |  |  |  | SSR 22-23
SSR 22-23
[9 empty] | Sqm | 438.06 | 1Sqm | 0 | SSR 22-23
15 | Brick Masonary for Superstructure with CM (1:8) proportion using 2nd class traditional bricks of size 23X11X7 cms having minimum crushing strength of 40kg/cm2 including c/c of all materials like Cement, Sand, Bricks, water etc including labour charges such as mixing cement mortar, Scaffolding charges etc complete for finished item of work (APSS No 501 & 504) | [11 empty] | SSR 22-23
| Qty.p.78 of M.B.No.1101/A/ZP/20 | [11 empty] | SSR 22-23
| Front side | 1 | x | 1 | 2.89 | 0.23 | 1.38 | 0.92 | Cum |  |  |  | SSR 22-23
| East side | 1 | x | 1 | 12.47 | 0.23 | 1.38 | 3.96 | Cum |  |  |  | SSR 22-23
SSR 22-23
[9 empty] | Cum | 7227.56 | 1Cum | 0 | SSR 22-23
9 | Brick Masonary for Superstructure with CM (1:6) proportion using 2nd class traditional bricks of size 23X11X7 cms having minimum crushing strength of 40kg/cm2 including c/c of all materials like Cement, Sand, Bricks, water etc including labour charges such as mixing cement mortar, Scaffolding charges etc complete for finished item of work (APSS No 501 & 504) | [11 empty] | SSR 22-23
| Qty.p.59 of M.B.No.1101/A/ZP/20 | [11 empty] | SSR 22-23
| B1E1 & B3E3 | 1 | x | 1 | 9.525 | 0.23 | 0.6 | 1.31 | Cum |  |  |  | SSR 22-23
|  | 1 | x | 1 | 12.47 | 0.23 | 0.6 | 1.72 | Cum |  |  |  | SSR 22-23
SSR 22-23
[9 empty] | Cum | 7283.96 | 1Cum | 0 | SSR 22-23
10 | Reinforced Brick Masonry for partition walls (11.0 cm thick) in CM (1:6) prop. (Cement : Sand) using common burnt clay bricks of class as per Table- I of IS:1077-1992, Non- Modular or traditional size 23 x 11 x 7 cms from approved source having minimum crushing strength of 40 Kg/Sq.cm and placing 2 Nos. of 6mm M.S plain rods in every third layer with free ends of the reinforcement pegged into mortar joints of main brick walls where applicable including cost and conveyance of all materials and all operational, incidental charges such as labour charges for mixing cement mortar, scaffolding charges, lift charges,and all labour charges etc., but excluding cost of steel and its fabrication charges complete for finished item of work. | [11 empty] | SSR 22-23
| Qty.p.61 of M.B.No.1101/A/ZP/20 | [11 empty] | SSR 22-23
| Long walls | 1 | x | 1 | 12 | 0 | 0.6 | 7.2 | Sqm |  |  |  | SSR 22-23
|  | 1 | x | 1 | 9.05 | 0 | 0.6 | 5.43 | Sqm |  |  |  | SSR 22-23
| cross wall left | 1 | x | 3 | 3.31 | 0 | 0.6 | 5.96 | Sqm |  |  |  | SSR 22-23
SSR 22-23
[9 empty] | Sqm | 929.28 | 1Sqm | 0 | SSR 22-23
20 | Masonry work in CM (1:8) prop with Flyash Cement solid blocks of size 290 x 150 x 140 mm for manufacturing of flyash solid blocks using flyash of 80 kgs, cement of 15 kgs. Gypsum of 5 kgs. and stone dust including cost and conveyance of all materials, labour charges, seiniorage charges, scaffolding and curing etc., cpomplete with a compresive streangth not lessthan 50 kg/sqm for walls for Superstructure Walls. | [11 empty] | SSR 22-23
| Qty.p.91 of M.B.No.1101/A/ZP/20 | [11 empty] | SSR 22-23
| Plantation walls | 1 | x | 2 | 0.75 | 0.15 | 1.05 | 0.24 | Cum |  |  |  | SSR 22-23
|  | 1 | x | 1 | 2.65 | 0.15 | 1.2 | 0.48 | Cum |  |  |  | SSR 22-23
|  | 1 | x | 1 | 2.85 | 0.15 | 1.2 | 0.51 | Cum |  |  |  | SSR 22-23
SSR 22-23
[9 empty] | Cum | 6718.55 | 1Cum | 0 | SSR 22-23
19 | RCM facia 5cm thick in CM (1:3) for drop walls, fins with rabbit wire mesh & nominal reinforcement as directed by Engineer-in-charge with dubara sponge finishing, including cost & conveyance of all materials to site, seigniorage charges, sales & other taxes on all materials, operational & incidental, cost and conveyance of cement, wire mesh, water to work site, centering, scaffolding and form work, lift charges etc., complete for finished items of work but excluding cost of steel & its fabrication charges, for finished item of work. (APSS No.403 & 903) | [11 empty] | SSR 22-23
| Qty.p.65 of M.B.No.1101/A/ZP/20 | [11 empty] | SSR 22-23
|  | 1 | x | 2 | 2.05 | 1.7 | 0 | 6.97 | Sqm |  |  |  | SSR 22-23
|  | 1 | x | 2 | 3.6 | 0.95 | 0 | 6.84 | Sqm |  |  |  | SSR 22-23
SSR 22-23
[9 empty] | Sqm | 2346.34 | 1Sqm | 0 | SSR 22-23
11 | Ceiling Plastering to Ceiling in CM (1:3) 12mm thick with dubara sponge finishing including c/c of all materials including labour charges such as mixing cement mortar and curing etc complete for finished item of work (APSS 901 & 903) | [11 empty] | SSR 22-23
| Qty.p.13 of M.B.No.1101/A/ZP/20 | [11 empty] | SSR 22-23
| Sarpanch room | 1 | x | 1 | 3.35 | 0 | 3.04 | 10.18 | Sqm |  |  |  | SSR 22-23
| EA room | 1 | x | 1 | 2.75 | 2.34 | 0 | 6.44 | Sqm |  |  |  | SSR 22-23
|  | 1 | x | 2 | 2.7 | 0.3 | 0 | 1.62 | Sqm |  |  |  | SSR 22-23
SSR 22-23
[9 empty] | Sqm | 351.17 | 1Sqm | 0 | SSR 22-23
12 | Plastering in CM (1:5) 12mm thick single coat including c/c of all materials and labour charges such as mixing cement mortar etc and curing etc complete for finished item of work (APSS 901, 903 & 904) | [11 empty] | SSR 22-23
| Qty.p.44 of M.B.No.1101/A/ZP/20 | [11 empty] | SSR 22-23
| Alround sarpanch | 1 | x | 1 | 13.16 | 0 | 3.1 | 40.8 | Sqm |  |  |  | SSR 22-23
| Digital room | 1 | x | 1 | 12.64 | 0 | 3.1 | 39.18 | Sqm |  |  |  | SSR 22-23
| EA room | 1 | x | 1 | 11.86 | 0 | 3.1 | 36.77 | Sqm |  |  |  | SSR 22-23
| Deduct staircase landing side | 1 | x | 1 | 2.95 | 0 | 0.15 | -0.44 | Sqm |  |  |  | SSR 22-23
SSR 22-23
[9 empty] | Sqm | 323.04 | 1Sqm | 0 | SSR 22-23
13 | Plastering in CM (1:5) 20mm thick single coat including c/c of all materials including all operational, incidental and labour charges such as mixing cement mortar and curing etc complete for finished item of work (APSS 901, 903 & 904) | [11 empty] | SSR 22-23
| Qty.p.47 of M.B.No.1101/A/ZP/20 | [11 empty] | SSR 22-23
| left side | 1 | x | 1 | 12.475 | 0 | 3.1 | 38.67 | Sqm |  |  |  | SSR 22-23
| Back side | 1 | x | 1 | 8.84 | 0 | 3.1 | 27.4 | Sqm |  |  |  | SSR 22-23
| Deduct landing sides | 1 | x | 6 | 1.5 | 0 | 1.5 | -13.5 | Sqm |  |  |  | SSR 22-23
| deduct ventilators | 1 | x | 10 | 0.6 | 0 | 0.45 | -2.7 | Sqm |  |  |  | SSR 22-23
SSR 22-23
[9 empty] | Sqm | 343.23 | 1Sqm | 0 | SSR 22-23
12 | Plastering to brick masonary wall with 12mm thick double coat in CM (1:5) 8 mm thick base coat and CM (1:3) of 4mm thick top coat with dubara sponge finish including c/c of all materials including all operational, incidental and labour charges such as mixing cement mortar and curing etc complete for finished item of work (APSS 901, 903 & 904) | [11 empty] | SSR 22-23
| Qty.p.16 of M.B.No.1101/A/ZP/20 | [11 empty] | SSR 22-23
| sapranch room | 1 | x | 1 | 13.38 | 0 | 3.12 | 41.75 | Sqm |  |  |  | SSR 22-23
| Staircase opening | 1 | x | 1 | 1.5 | 0 | 1.35 | -2.03 | Sqm |  |  |  | SSR 22-23
| Staircase portion | 1 | x | 1 | 2.7 | 0 | 0.15 | -0.41 | Sqm |  |  |  | SSR 22-23
SSR 22-23
[9 empty] | Sqm | 425.82 | 1Sqm | 0 | SSR 22-23
13 | Plastering to brick masonary wall with 20mm thick double coat in CM (1:6) 16 mm thick base coat and CM (1:4) of 4mm thick top coat with dubara sponge finish including c/c of all materials including all operational, incidental and labour charges such as mixing cement mortar and curing etc complete for finished item of work (APSS 901, 903 & 904) | [11 empty] | SSR 22-23
| Qty.p.20 of M.B.No.1101/A/ZP/20 | [11 empty] | SSR 22-23
| left side | 1 | x | 1 | 12.48 | 0 | 3.12 | 38.94 | Sqm |  |  |  | SSR 22-23
| Deduct door | 1 | x | 1 | 1.2 | 0 | 2.13 | -2.56 | Sqm |  |  |  | SSR 22-23
| deduct tiolet door | 1 | x | 2 | 0.68 | 0 | 1.88 | -2.56 | Sqm |  |  |  | SSR 22-23
SSR 22-23
[9 empty] | Sqm | 441.63 | 1Sqm | 0 | SSR 22-23
12 | Plain Cement Concrete M25 Nominal mix (Cement: Sand: Metal) corresponding Table 9 of IS 456 using 20mm size graded machine crushed hard granite metal from approved quarry including c/c of all materials like Cement, Sand, coarse aggregate, water etc to site, all marerials including labour charges such as machine mixing, laying concrete, curing etc complete but excluding cost of steel and its fabrication charges for finished item of work for Steps | [11 empty] | SSR 22-23
| Qty.p.77 of M.B.No.1101/A/ZP/20 | [11 empty] | SSR 22-23
| 3rd landing step | 10 | x | 0.5 | 1.2 | 0.17 | 0.12 | 0.12 | Cum |  |  |  | SSR 22-23
|  | 1 | x | 1 | 1.2 | 0.45 | 0.12 | 0.06 | Cum |  |  |  | SSR 22-23
| 4th landing steps | 11 | x | 0.5 | 1.2 | 0.17 | 0.12 | 0.13 | Cum |  |  |  | SSR 22-23
SSR 22-23
[9 empty] | Cum | 5722.81 | 1Cum | 0 | SSR 22-23
14 | Flooring with Porcelain Vitrified tiles stain free double charged of 1st quality and of size not less than 600X600X8mm thickness glossy finish premium colours, set over base coat of CM (1:8), 12mm thick over already laid CC bed / RCC Roof slab, including neat Cement slurry of honey like consistency spread @ 3.30 Kgs per Sqm & jointed with neat white Cement paste to full depth mixed with pigment of matching shade including c/c of all materials like Cement, Sand and Water and tiles etc complete including labour charges etc complete for finished item of work | [11 empty] | SSR 22-23
| Qty.p.42 of M.B.No.1101/A/ZP/20 | [11 empty] | SSR 22-23
| Sarpanch room | 1 | x | 1 | 3.35 | 3.34 | 0 | 11.19 | Sqm |  |  |  | SSR 22-23
| EA room | 1 | x | 1 | 2.75 | 3.34 | 0 | 9.19 | Sqm |  |  |  | SSR 22-23
| surveyor room | 1 | x | 1 | 2.78 | 3.33 | 0 | 9.26 | Sqm |  |  |  | SSR 22-23
SSR 22-23
[9 empty] | Sqm | 1103.39 | 1Sqm | 0 | SSR 22-23
15 | Providing Skirting to internal walls to 15cm height / risers of steps with Porcelain Vitrified tiles length equal to flooring stones, set over base coat of CM (1:5) 12mm thick with Cement slurry of honey like consistency spread @ 3.30 Kgs per Sqm & jointed with white Cement paste mixed with pigment of matching shade to full depth, including c/c of materials like Cement, Sand and Water and tiles etc complete for finished item of work | [11 empty] | SSR 22-23
| Qty.p.43 of M.B.No.1101/A/ZP/20 | [11 empty] | SSR 22-23
| Sarpanch room | 1 | x | 1 | 12.33 | 0 | 0.1 | 1.23 | Sqm |  |  |  | SSR 22-23
| EA room | 1 | x | 1 | 11.33 | 0 | 0.1 | 1.13 | Sqm |  |  |  | SSR 22-23
| Front verandah | 1 | x | 1 | 14.8 | 0 | 0.1 | 1.48 | Sqm |  |  |  | SSR 22-23
SSR 22-23
[9 empty] | Sqm | 1098.05 | 1Sqm | 0 | SSR 22-23
16 | Flooring with high polished granite 16 to 18 mm mm thick slabs other than black set over base coat of cement mortar (1:8), 20 mm thick over CC bed already laid or RCC roof slab, including neat cement slurry of honey like consistency spread @ 3.3.kgs per sqm & jointed neatly with white cement paste mixed with pigment of matching shade to full depth, including cost of all materials like cement, sand water and tilesetc., complete, including seigniorage charges, labour charges for dressing of tilesetc., complete for finished item of work, but excluding the cost of conveyance of all materials | [11 empty] | SSR 22-23
| Qty.p.45 of M.B.No.1101/A/ZP/20 | [11 empty] | SSR 22-23
| 1st flight steps | 1 | x | 11 | 1.35 | 0.3 | 0 | 4.46 | Sqm |  |  |  | SSR 22-23
|  | 1 | x | 1 | 1.3 | 0.3 | 0 | 0.39 | Sqm |  |  |  | SSR 22-23
| 2nd flight steps | 1 | x | 11 | 1.32 | 0.3 | 0 | 4.36 | Sqm |  |  |  | SSR 22-23
SSR 22-23
[9 empty] | Sqm | 3181.62 | 1Sqm | 0 | SSR 22-23
17 | Providing skirting to internal walls to 15 cm height/risers of steps with 16-18 mm thick polished granite tiles length equal to flooring stones, set over base coat of CM (1:3) 12 mm thick with cement slurry of honey like consistency spread at the rate of 3.30 kgs per sqm and jointed with white cement paste mixed with pigment of matching shade to full depth, including cost of all materials like tiles, cement, sand and water etc., complete including seigniorage charges, etc., complete for finished item of work | [11 empty] | SSR 22-23
| Qty.p.46 of M.B.No.1101/A/ZP/20 | [11 empty] | SSR 22-23
| FF 1st and 2nd flight raisers | 1 | x | 11 | 1.35 | 0.15 | 0 | 2.23 | Sqm |  |  |  | SSR 22-23
|  | 1 | x | 11 | 1.32 | 0.15 | 0 | 2.18 | Sqm |  |  |  | SSR 22-23
| 2nd flight | 1 | x | 11 | 0.4 | 0 | 0.14 | 0.62 | Sqm |  |  |  | SSR 22-23
SSR 22-23
[9 empty] | Sqm | 2950.54 | 1Sqm | 0 | SSR 22-23
26 | Flooring with chequrred terrazzo tiles of 22 mm thick (medium shade) set over base coat of cement mortar (1:6) 12 mm thick over CC bed already laid or RCC roof slab, including near cement slurry of honey like consistency spread @ 3.3.kgs per sqm & jointed with neat cement to full depth mixed with pigment of matching shade including cost of all materials like cement, sand water and tiles etc., complete, including seigniorage charges, complete for finished item of work, | [11 empty] | SSR 22-23
| Qty.p.13 of M.B.No.1101/A/ZP/20 | [11 empty] | SSR 22-23
| Verandah | 1 | x | 1 | 9.87 | 1.83 | 0 | 18.06 | Sqm |  |  |  | SSR 22-23
| Ramp | 1 | x | 1 | 2.83 | 1.55 | 0 | 4.39 | Sqm |  |  |  | SSR 22-23
|  | 1 | x | 1 | 2.65 | 0.53 | 0 | 1.4 | Sqm |  |  |  | SSR 22-23
| Staircase steps | 1 | x | 21 | 1.28 | 0.3 | 0 | 8.06 | Sqm |  |  |  | SSR 22-23
SSR 22-23
[9 empty] | Sqm | 780.73 | 1Sqm | 0 | SSR 22-23
27 | Providing skirting to internal walls to 15 cm height/risers of steps with chequrred terrazzo tiles length equal to flooring stones, set over base coat of CM (1:5) 12 mm thick with cement slurry of honey like consistency spread at the rate of 3.30 kgs per sqm and jointed with white cement paste mixed with pigment of matching shade to full depth, including cost of all materials like tiles, cement, sand and water etc., complete including seigniorage charges, etc., complete for finished item of work, | [11 empty] | SSR 22-23
| Qty.p.14 of M.B.No.1101/A/ZP/20 | [11 empty] | SSR 22-23
| Landing | 1 | x | 2 | 5.25 | 0 | 0.1 | 1.05 | Sqm |  |  |  | SSR 22-23
| Verandah | 1 | x | 1 | 9.87 | 0 | 0.1 | 0.99 | Sqm |  |  |  | SSR 22-23
| Entrance steps risers | 1 | x | 5 | 2.72 | 0 | 0.17 | 2.31 | Sqm |  |  |  | SSR 22-23
SSR 22-23
[9 empty] | Sqm | 786.2 | 1Sqm | 0 | SSR 22-23
17 | Flooring with Ceramic non skid tiles of not less than 7-8mm thick 1st quality laid over floor bed / VRCC slab set over base coat of CM (1:8), 12mm thick and neat grey Cement slurry of honey like consistency spread @ 3.30 Kgs per Sqm & jointed with neat white Cement paste to full depth mixed with pigment of matching shade including c/c of all materials to site including cost of mixing of mortar and watering and levelling to proper slope and curing including all labour charges etc for finished item of work | [11 empty] | SSR 22-23
| Qty.p.49 of M.B.No.1101/A/ZP/20 | [11 empty] | SSR 22-23
| Ramp | 1 | x | 1 | 4.15 | 2.4 | 0 | 9.96 | Sqm |  |  |  | SSR 22-23
| Verandah | 1 | x | 1 | 5.7 | 2.4 | 0 | 13.68 | Sqm |  |  |  | SSR 22-23
| Back side | 1 | x | 1 | 0.7 | 9.4 | 0 | 6.58 | Sqm |  |  |  | SSR 22-23
SSR 22-23
[9 empty] | Sqm | 837.86 | 1Sqm | 0 | SSR 22-23
18 | Providing Daddooing to walls with 5 to 7mm thick Glazed Ceramic wall tiles of 1st quality of 6mm thick set over base coat of CM (1:3) 12mm thick with Cement slurry of honey like consistency spread @ 3.30 Kgs per Sqm & jointed with neat white Cement paste to full depth mixed with pigment of matching shade including c/c of all materials to site, cost of all materials like tiles, Cement, sand and water etc complete for finished item of work | [11 empty] | SSR 22-23
| Qty.p.50 of M.B.No.1101/A/ZP/20 | [11 empty] | SSR 22-23
| Sarpanch tiolet | 1 | x | 1 | 6.12 | 1.95 | 0 | 11.93 | Sqm |  |  |  | SSR 22-23
| Ladies tiolet | 1 | x | 1 | 6.06 | 1.95 | 0 | 11.82 | Sqm |  |  |  | SSR 22-23
|  | 3 | x | 1 | 0.7 | 1.92 | 0 | -4.03 | Sqm |  |  |  | SSR 22-23
SSR 22-23
[9 empty] | Sqm | 527.21 | 1Sqm | 0 | SSR 22-23
27 | Flooring with pressed clay flooring tiles, set over base coat of cement mortar (1:8) 12 mm thick over CC bed already laid or RCC roof slab, including neat cement slurry of honey like consistency spread @ 3.3.kgs per sqm & jointed neatly with cement mixed with pigment of matching shade to full depth, including cost of all materials like cement, sand water and tiles etc., complete, for finished item of work, | [11 empty] | SSR 22-23
| Qty.P.No. 53 of M.B.No.1101/A/ZP/20 | [11 empty] | SSR 22-23
| Roofing tiles | 2 | x | 0.5 | 0.96 | 1 | 0 | 0.96 | Sqm |  |  |  | SSR 22-23
|  | 1 | x | 2 | 3.6 | 1.13 | 0 | 8.14 | Sqm |  |  |  | SSR 22-23
|  | 1 | x | 2 | 1.96 | 1 | 0 | 3.92 | Sqm |  |  |  | SSR 22-23
|  | 1 | x | 2 | 1.33 | 1.1 | 0 | 2.93 | Sqm |  |  |  | SSR 22-23
SSR 22-23
[9 empty] | Sqm | 1059.21 | 1Sqm | 0 | SSR 22-23
26 | White washing one coat with whiting of approved quality to give an even shade after thoroughly brushing the surface to remove all dirt and remains of loose powdered materials including cost of all materials, labour charges and incidental such as scaffolding, lift charges etc., complete for finished item of wor | [11 empty] | SSR 22-23
| Qty.p.17 of M.B.No.1101/A/ZP/20 | [11 empty] | SSR 22-23
| Hall | 1 | x | 1 | 8.5 | 4.95 | 0 | 42.08 | Sqm |  |  |  | SSR 22-23
| Front projection | 1 | x | 1 | 5.5 | 2.4 | 0 | 13.2 | Sqm |  |  |  | SSR 22-23
| East side | 1 | x | 1 | 8.85 | 0 | 3.6 | 31.86 | Sqm |  |  |  | SSR 22-23
| North side | 1 | x | 1 | 6.25 | 0 | 3.6 | 22.5 | Sqm |  |  |  | SSR 22-23
| West side | 1 | x | 1 | 5.45 | 0 | 3.2 | 17.44 | Sqm |  |  |  | SSR 22-23
SSR 22-23
[9 empty] | Sqm | 25.98 | 1Sqm | 0 | SSR 22-23
19 | Providing and applying Wall putty of White Cement or Polymer or Cement based of average 1 to 2 mm thickness over plastered surface to prepare the surface even and smooth after thoroughly brushing the surface to remove all dirt and remains of loose powdered materials, applying emery paper, Sand the surface, clean & wipe off loose dust, applying knifing paste filler by putty knife / muslin pad, air dry for 2 - 3 hrs, sand with 180 and 320 No., emery paper for the surface preparation including cost and conveyance of all materials and all operational, incidental and all labour charges etc., complete for finished item of work in all floors for internal walls | [11 empty] | SSR 22-23
| Qty.p.16 of M.B.No.1101/A/ZP/20 | [11 empty] | SSR 22-23
| sapranch room | 1 | x | 1 | 13.38 | 0 | 3.12 | 41.75 | Sqm |  |  |  | SSR 22-23
| EA room | 1 | x | 1 | 12.18 | 0 | 3.12 | 38 | Sqm |  |  |  | SSR 22-23
| survey room | 1 | x | 1 | 12.22 | 0 | 3.12 | 38.13 | Sqm |  |  |  | SSR 22-23
| Meeting Hall | 1 | x | 1 | 17.34 | 0 | 3.12 | 54.1 | Sqm |  |  |  | SSR 22-23
| window sides | 1 | x | 6 | 5.7 | 0 | 0.115 | 3.93 | Sqm |  |  |  | SSR 22-23
|  | 1 | x | 2 | 1.2 | 0 | 2.1 | -5.04 | Sqm |  |  |  | SSR 22-23
SSR 22-23
[9 empty] | Sqm | 184.03 | 1Sqm | 0 | SSR 22-23
20 | Painting to new walls with 2 coats of acrylic Emulsion paint Asian or equivalent and shade over Priming coat with Cement primer water base interior Gr-1 Asian or equivalent on new plastered surface after throughly brushing the surace remove all dirt and remains of loose powdered materials including cost and conveyance of all materials to worksite and all oparational, incidental, labour charges etc complete for finished item of work as per SS 911 for internal walls | [11 empty] | SSR 22-23
| Qty.p.31 of M.B.No.1101/A/ZP/20 | [11 empty] | SSR 22-23
| left side | 1 | x | 1 | 12.48 | 0 | 3.12 | 38.94 | Sqm |  |  |  | SSR 22-23
| left side | 1 | x | 1 | 8.92 | 0 | 3.12 | 27.83 | Sqm |  |  |  | SSR 22-23
| left side | 1 | x | 1 | 1.2 | 0 | 2.1 | 2.52 | Sqm |  |  |  | SSR 22-23
| left side | 1 | x | 1 | 1.5 | 0 | 1.35 | 2.03 | Sqm |  |  |  | SSR 22-23
| left side | 1 | x | 1 | 2.7 | 0 | 0.15 | 0.41 | Sqm |  |  |  | SSR 22-23
SSR 22-23
[9 empty] | Sqm | 158.36 | 1Sqm | 0 | SSR 22-23
21 | Painting to new walls with 2 coats of acrylic Emulsion paint Asian or equivalent and shade over Priming coat with Cement primer water base interior Gr-1 Asian or equivalent on new plastered surface after throughly brushing the surace remove all dirt and remains of loose powdered materials including cost and conveyance of all materials to worksite and all oparational, incidental, labour charges etc complete for finished item of work as per SS 911 for external walls | [11 empty] | SSR 22-23
| Qty.p.35 of M.B.No.1101/A/ZP/20 | [11 empty] | SSR 22-23
| left side | 1 | x | 1 | 12.48 | 0 | 3.12 | 38.94 | Sqm |  |  |  | SSR 22-23
| Back side | 1 | x | 1 | 8.92 | 0 | 3.12 | 27.83 | Sqm |  |  |  | SSR 22-23
|  | 1 | x | 1 | 4.4 | 0.88 | 0 | 3.87 | Sqm |  |  |  | SSR 22-23
SSR 22-23
[9 empty] | Sqm | 217.22 | 1Sqm | 0 | SSR 22-23
22 | Supplying, fitting & placing HYSD bar reinforcement in foundation complete including labour charges for cutting, bending to required sizes and shapes, placing in position and tying with binding wire, forming grills for reinforcement work including c/c of steel bars below 36mm dia including overlaps and wastage, where they are not welded | [11 empty] | SSR 22-23
| Qty.p.65 of M.B.No.1101/A/ZP/20 | FF Lintels | [6 empty] | Kgs |  |  |  | SSR 22-23
| Qty.p.77 of M.B.No.1101/A/ZP/20 | FF Lintels | [6 empty] | Kgs |  |  |  | SSR 22-23
| Qty.p.78 of M.B.No.1101/A/ZP/20 | FF sunshades | [6 empty] | Kgs |  |  |  | SSR 22-23
SSR 22-23
[8 empty] | 0 | Kgs |  |  |  | SSR 22-23
[7 empty] | Or | 0 | MT | 90555 | 1MT | 0 | SSR 22-23
| SECOND FLOOR | [11 empty] | SSR 22-23
2 | Reinforced Cement Concrete M25 Nominal mix (Cement: Sand: Metal) corresponding Table 9 of IS 456 using 20mm size graded machine crushed hard granite metal from approved quarry including c/c of all materials like Cement, Sand, coarse aggregate, water etc to site, all marerials including labour charges such as machine mixing, laying concrete, curing etc complete but excluding cost of steel and its fabrication charges for finished item of work for Columns etc., complete | [11 empty] | SSR 22-23
| Qty.p.79 of M.B.No.1101/A/ZP/20 | [11 empty] | SSR 22-23
|  | 1 | x | 4 | 0.23 | 0.38 | 2.4 | 0.84 | Cum |  |  |  | SSR 22-23
SSR 22-23
[9 empty] | Cum | 12013.61 | 1Cum | 0 | SSR 22-23
3 | ~do~ for Beams etc., complete | [11 empty] | SSR 22-23
| Qty.p.56 of M.B.No.1101/A/ZP/20 | [11 empty] | SSR 22-23
| Mid landing beam | 1 | x | 2 | 2.72 | 0.23 | 0.3 | 0.38 | Cum |  |  |  | SSR 22-23
| Mid landing beam | 1 | x | 2 | 5.5 | 0.23 | 0.3 | 0.76 | Cum |  |  |  | SSR 22-23
SSR 22-23
[9 empty] | Cum | 11098.56 | 1Cum | 0 | SSR 22-23
11 | ~do~ for Waist slab 150mm thick etc., complete | [11 empty] | SSR 22-23
| Qty.p.26 of M.B.No.1101/A/ZP/20 | [11 empty] | SSR 22-23
| Landing slab | 1 | x | 1 | 3.23 | 1.28 | 0 | 4.13 | Sqm |  |  |  | SSR 22-23
| 1st flight | 1 | x | 1 | 2.72 | 1 | 0 | 2.72 | Sqm |  |  |  | SSR 22-23
SSR 22-23
[9 empty] | Sqm | 1737.05 | 1Sqm | 0 | SSR 22-23
4 | ~do~ for Roof slab 125mm thick etc., complete | [11 empty] | SSR 22-23
| Qty.p.57 of M.B.No.1101/A/ZP/20 | [11 empty] | SSR 22-23
| Head room slab | 1 | x | 1 | 5.5 | 3.9 | 0 | 21.45 | Sqm |  |  |  | SSR 22-23
SSR 22-23
[9 empty] | Sqm | 1594.17 | 1Sqm | 0 | SSR 22-23
13 | ~do~ for Roof slab 100mm thick etc., complete | [11 empty] | SSR 22-23
| Qty.p.95 of M.B.No.1101/A/ZP/20 | [11 empty] | SSR 22-23
| Septic tank | 1 | x | 1 | 3.95 | 2.1 | 0 | 8.3 | Sqm |  |  |  | SSR 22-23
SSR 22-23
[9 empty] | Sqm | 1451.29 | 1Sqm | 0 | SSR 22-23
16 | ~do~ for Roof slab 50mm thick etc., complete | [11 empty] | SSR 22-23
| Qty.p.62 of M.B.No.1101/A/ZP/20 | [11 empty] | SSR 22-23
| 50mm thick | 1 | x | 5 | 1.52 | 0.23 | 0 | 1.75 | Sqm |  |  |  | SSR 22-23
|  | 1 | x | 4 | 1.83 | 0.23 | 0 | 1.68 | Sqm |  |  |  | SSR 22-23
SSR 22-23
[9 empty] | Sqm | 865.17 | 1Sqm | 0 | SSR 22-23
16 | ~do~ for Roof slab 25mm thick etc., complete | [11 empty] | SSR 22-23
| Qty.p.62 of M.B.No.1101/A/ZP/20 | [11 empty] | SSR 22-23
| 50mm thick | 1 | x | 5 | 1.52 | 0.23 | 0 | 1.75 | Sqm |  |  |  | SSR 22-23
|  | 1 | x | 4 | 1.83 | 0.23 | 0 | 1.68 | Sqm |  |  |  | SSR 22-23
SSR 22-23
[9 empty] | Sqm | 724.02 | 1Sqm | 0 | SSR 22-23
4 | ~do~ for lintels etc., complete | [11 empty] | SSR 22-23
| Qty.p.96 of M.B.No.1101/A/ZP/20 | [11 empty] | SSR 22-23
| North and south side | 1 | x | 2 | 2.9 | 0.23 | 0.15 | 0.2 | Cum |  |  |  | SSR 22-23
|  | 1 | x | 2 | 1 | 0.23 | 0.15 | 0.07 | Cum |  |  |  | SSR 22-23
|  | 1 | x | 1 | 3.15 | 0.23 | 0.15 | 0.11 | Cum |  |  |  | SSR 22-23
SSR 22-23
[9 empty] | Cum | 11874.81 | 1Cum | 0 | SSR 22-23
15 | ~do~ for sunshades etc., complete | [11 empty] | SSR 22-23
| Qty.p.69 of M.B.No.1101/A/ZP/20 | [11 empty] | SSR 22-23
|  | 1 | x | 6 | 1.82 | 0 | 0 | 10.92 | Rm |  |  |  | SSR 22-23
SSR 22-23
[9 empty] | Rm | 744.73 | 1Rm | 0 | SSR 22-23
3 | Providing impervious coat to exposed RCC Roof Slab surface with CM (1:3) 12mm thick with 1Kg of water proof compound per bag of Cement laid over roof when it is green including c/c of all materials and labour charges for mixing mortar, laying, rendering smooth and thread lining of wall & slab etc complete for finished item of work (APSS 901,903) | [11 empty] | SSR 22-23
| Qty.p.12 of M.B.No.1101/A/ZP/20 | [11 empty] | SSR 22-23
| Head room slab | 1 | x | 1 | 4.35 | 4.2 | 0 | 18.27 | Sqm |  |  |  | SSR 22-23
SSR 22-23
[9 empty] | Sqm | 362.63 | 1Sqm | 0 | SSR 22-23
13 | Providing impervious coat to exposed RCC Roof Slab surface with CM (1:3) 20mm thick with 1Kg of water proof compound per bag of Cement laid over roof when it is green including c/c of all materials and labour charges for mixing mortar, laying, rendering smooth and thread lining of wall & slab etc complete for finished item of work (APSS 901,903) | [11 empty] | SSR 22-23
| Qty.p. of M.B.No.1101/A/ZP/20 | [11 empty] | SSR 22-23
|  | 1 | x | 1 | 10.45 | 12 | 0 | 125.4 | Sqm |  |  |  | SSR 22-23
|  | 1 | x | 1 | 3.52 | 0.92 | 0 | 3.24 | Sqm |  |  |  | SSR 22-23
SSR 22-23
[9 empty] | Sqm | 470.34 | 1Sqm | 0 | SSR 22-23
15 | Brick Masonary for Superstructure with CM (1:8) proportion using 2nd class traditional bricks of size 23X11X7 cms having minimum crushing strength of 40kg/cm2 including c/c of all materials like Cement, Sand, Bricks, water etc including labour charges such as mixing cement mortar, Scaffolding charges etc complete for finished item of work (APSS No 501 & 504) | [11 empty] | SSR 22-23
| Qty.p.12 of M.B.No.1101/A/ZP/20 | [11 empty] | SSR 22-23
| Long walls A1 to E1 | 1 | x | 1 | 12.73 | 0.45 | 1.3 | 7.45 | Cum |  |  |  | SSR 22-23
| Steps bottom | 1 | x | 1 | 5.45 | 0.9 | 0.35 | 1.72 | Cum |  |  |  | SSR 22-23
| 1st step | 1 | x | 1 | 5.45 | 0.6 | 0.15 | 0.49 | Cum |  |  |  | SSR 22-23
| 2nd step | 1 | x | 1 | 5.45 | 0.3 | 0.15 | 0.25 | Cum |  |  |  | SSR 22-23
SSR 22-23
[9 empty] | Cum | 7617 | 1Cum | 0 | SSR 22-23
5 | Brick Masonary for Superstructure with CM (1:6) proportion using 2nd class traditional bricks of size 23X11X7 cms having minimum crushing strength of 40kg/cm2 including c/c of all materials like Cement, Sand, Bricks, water etc including labour charges such as mixing cement mortar, Scaffolding charges etc complete for finished item of work (APSS No 501 & 504) | [11 empty] | SSR 22-23
| Qty.p.86 of M.B.No.1101/A/ZP/20 | [11 empty] | SSR 22-23
|  | 1 | x | 1 | 3.16 | 0.23 | 2.4 | 1.74 | Cum |  |  |  | SSR 22-23
SSR 22-23
[9 empty] | Cum | 7673.4 | 1Cum | 0 | SSR 22-23
6 | Reinforced Brick Masonry for partition walls (11.0 cm thick) in CM (1:6) prop. (Cement : Sand) using common burnt clay bricks of class as per Table- I of IS:1077-1992, Non- Modular or traditional size 23 x 11 x 7 cms from approved source having minimum crushing strength of 40 Kg/Sq.cm and placing 2 Nos. of 6mm M.S plain rods in every third layer with free ends of the reinforcement pegged into mortar joints of main brick walls where applicable including cost and conveyance of all materials and all operational, incidental charges such as labour charges for mixing cement mortar, scaffolding charges, lift charges,and all labour charges etc., but excluding cost of steel and its fabrication charges complete for finished item of work. | [11 empty] | SSR 22-23
| Qty.p.89 of M.B.No.1101/A/ZP/20 | [11 empty] | SSR 22-23
| Landing side | 1 | x | 1 | 2.72 | 0 | 2.4 | 6.53 | Sqm |  |  |  | SSR 22-23
|  | 1 | x | 2 | 1 | 0 | 2.7 | 5.4 | Sqm |  |  |  | SSR 22-23
SSR 22-23
[9 empty] | Sqm | 999.57 | 1Sqm | 0 | SSR 22-23
20 | Masonry work in CM (1:8) prop with Flyash Cement solid blocks of size 290 x 150 x 140 mm for manufacturing of flyash solid blocks using flyash of 80 kgs, cement of 15 kgs. Gypsum of 5 kgs. and stone dust including cost and conveyance of all materials, labour charges, seiniorage charges, scaffolding and curing etc., cpomplete with a compresive streangth not lessthan 50 kg/sqm for walls for Superstructure Walls. | [11 empty] | SSR 22-23
| Qty.p.91 of M.B.No.1101/A/ZP/20 | [11 empty] | SSR 22-23
| Plantation walls | 1 | x | 2 | 0.75 | 0.15 | 1.05 | 0.24 | Cum |  |  |  | SSR 22-23
|  | 1 | x | 1 | 1.2 | 0.15 | 0.75 | 0.14 | Cum |  |  |  | SSR 22-23
|  | 1 | x | 1 | 2.85 | 0.15 | 1.2 | 0.51 | Cum |  |  |  | SSR 22-23
SSR 22-23
[9 empty] | Cum | 7187.45 | 1Cum | 0 | SSR 22-23
7 | Ceiling Plastering to Ceiling in CM (1:3) 12mm thick with dubara sponge finishing including c/c of all materials including labour charges such as mixing cement mortar and curing etc complete for finished item of work (APSS 901 & 903) | [11 empty] | SSR 22-23
| Qty.p.17 of M.B.No.1101/A/ZP/20 | [11 empty] | SSR 22-23
| Landing side | 1 | x | 1 | 2.93 | 0.87 | 0 | 2.55 | Sqm |  |  |  | SSR 22-23
| Beam sides | 1 | x | 2 | 2.7 | 0.3 | 0 | 1.62 | Sqm |  |  |  | SSR 22-23
| Projection | 1 | x | 2 | 0.88 | 4.6 | 0 | 8.1 | Sqm |  |  |  | SSR 22-23
SSR 22-23
[9 empty] | Sqm | 385.55 | 1Sqm | 0 | SSR 22-23
8 | Plastering in CM (1:5) 12mm thick single coat including c/c of all materials and labour charges such as mixing cement mortar etc and curing etc complete for finished item of work (APSS 901, 903 & 904) | [11 empty] | SSR 22-23
| Qty.p.44 of M.B.No.1101/A/ZP/20 | [11 empty] | SSR 22-23
| long side | 1 | x | 2 | 4.37 | 0 | 2.65 | 23.16 | Sqm |  |  |  | SSR 22-23
| Deduct door | 1 | x | 1 | 0.9 | 0 | 2.08 | -1.87 | Sqm |  |  |  | SSR 22-23
| Parapet wall | 1 | x | 1 | 38.15 | 0 | 0.7 | 26.71 | Sqm |  |  |  | SSR 22-23
| Dummy pillars sides | 8 | x | 2 | 0.115 | 0 | 0.7 | 1.29 | Sqm |  |  |  | SSR 22-23
SSR 22-23
[9 empty] | Sqm | 352.1 | 1Sqm | 0 | SSR 22-23
9 | Plastering in CM (1:5) 20mm thick single coat including c/c of all materials including all operational, incidental and labour charges such as mixing cement mortar and curing etc complete for finished item of work (APSS 901, 903 & 904) | [11 empty] | SSR 22-23
| Qty.p.48 of M.B.No.1101/A/ZP/20 | [11 empty] | SSR 22-23
|  | 1 | x | 2 | 3.25 | 0 | 2.6 | 16.9 | Sqm |  |  |  | SSR 22-23
|  | 1 | x | 2 | 4.62 | 0 | 2.6 | 24.02 | Sqm |  |  |  | SSR 22-23
| Deduct door | 1 | x | 1 | 0.9 | 0 | 2.08 | -1.87 | Sqm |  |  |  | SSR 22-23
| Parapet wall | 1 | x | 1 | 1.2 | 0 | 1.2 | -1.44 | Sqm |  |  |  | SSR 22-23
SSR 22-23
[9 empty] | Sqm | 372.29 | 1Sqm | 0 | SSR 22-23
8 | Plastering to brick masonary wall with 12mm thick double coat in CM (1:5) 8 mm thick base coat and CM (1:3) of 4mm thick top coat with dubara sponge finish including c/c of all materials including all operational, incidental and labour charges such as mixing cement mortar and curing etc complete for finished item of work (APSS 901, 903 & 904) | [11 empty] | SSR 22-23
| Qty.p.17 of M.B.No.1101/A/ZP/20 | [11 empty] | SSR 22-23
| long side | 1 | x | 2 | 4.64 | 0 | 2.7 | 25.06 | Sqm |  |  |  | SSR 22-23
| Deduct door | 1 | x | 1 | 1.07 | 0 | 2.12 | -2.27 | Sqm |  |  |  | SSR 22-23
| Parapet wall | 1 | x | 1 | 37.8 | 0 | 0.88 | 33.26 | Sqm |  |  |  | SSR 22-23
SSR 22-23
[9 empty] | Sqm | 464.16 | 1Sqm | 0 | SSR 22-23
9 | Plastering to brick masonary wall with 20mm thick double coat in CM (1:6) 16 mm thick base coat and CM (1:4) of 4mm thick top coat with dubara sponge finish including c/c of all materials including all operational, incidental and labour charges such as mixing cement mortar and curing etc complete for finished item of work (APSS 901, 903 & 904) | [11 empty] | SSR 22-23
| Qty.p.21 of M.B.No.1101/A/ZP/20 | [11 empty] | SSR 22-23
|  | 1 | x | 2 | 3.25 | 0 | 2.7 | 17.55 | Sqm |  |  |  | SSR 22-23
|  | 1 | x | 2 | 4.74 | 0 | 2.7 | 25.6 | Sqm |  |  |  | SSR 22-23
| Parapet wall | 1 | x | 1 | 1.5 | 0 | 1.35 | -2.03 | Sqm |  |  |  | SSR 22-23
SSR 22-23
[9 empty] | Sqm | 479.98 | 1Sqm | 0 | SSR 22-23
13 | Plain Cement Concrete M30 Nominal mix (Cement: Sand: Metal) corresponding Table 9 of IS 456 using 20mm size graded machine crushed hard granite metal from approved quarry including c/c of all materials like Cement, Sand, coarse aggregate, water etc to site, all marerials including labour charges such as machine mixing, laying concrete, curing etc complete but excluding cost of steel and its fabrication charges for finished item of work for Steps | [11 empty] | SSR 22-23
| Qty.P.No. 18 of M.B.No.1101/A/ZP/20 | [11 empty] | SSR 22-23
|  | 11 | x | 0.5 | 1.8 | 0.3 | 0.15 | 0.45 | Cum |  |  |  | SSR 22-23
SSR 22-23
[9 empty] | Cum | 5843.94 | 1Cum | 0 | SSR 22-23
10 | Flooring with Porcelain Vitrified tiles stain free double charged of 1st quality and of size not less than 600X600X8mm thickness glossy finish premium colours, set over base coat of CM (1:8), 12mm thick over already laid CC bed / RCC Roof slab, including neat Cement slurry of honey like consistency spread @ 3.30 Kgs per Sqm & jointed with neat white Cement paste to full depth mixed with pigment of matching shade including c/c of all materials like Cement, Sand and Water and tiles etc complete including labour charges etc complete for finished item of work | [11 empty] | SSR 22-23
| Qty.p.85 of M.B.No.1101/A/ZP/20 | [11 empty] | SSR 22-23
| head room side | 1 | x | 1 | 4 | 2.57 | 0 | 10.28 | Sqm |  |  |  | SSR 22-23
| Deduct columns | 1 | x | 2 | 0.44 | 0.26 | 0 | -0.23 | Sqm |  |  |  | SSR 22-23
SSR 22-23
[9 empty] | Sqm | 1139.42 | 1Sqm | 0 | SSR 22-23
25 | Providing Skirting to internal walls to 15cm height / risers of steps with Porcelain Vitrified tiles length equal to flooring stones, set over base coat of CM (1:5) 12mm thick with Cement slurry of honey like consistency spread @ 3.30 Kgs per Sqm & jointed with white Cement paste mixed with pigment of matching shade to full depth, including c/c of materials like Cement, Sand and Water and tiles etc complete for finished item of work | [11 empty] | SSR 22-23
| Qty.p.11 of M.B.No.1101/A/ZP/20 | [11 empty] | SSR 22-23
| Hall | 1 | x | 1 | 26.94 | 0 | 0.1 | 2.69 | Sqm |  |  |  | SSR 22-23
| Godown | 1 | x | 1 | 23.1 | 0 | 0.1 | 2.31 | Sqm |  |  |  | SSR 22-23
| Below staircase | 1 | x | 1 | 6.32 | 0 | 0.1 | 0.63 | Sqm |  |  |  | SSR 22-23
SSR 22-23
[9 empty] | Sqm | 1134.08 | 1Sqm | 0 | SSR 22-23
23 | Flooring with high polished granite 16 to 18 mm mm thick slabs other than black set over base coat of cement mortar (1:8), 20 mm thick over CC bed already laid or RCC roof slab, including neat cement slurry of honey like consistency spread @ 3.3.kgs per sqm & jointed neatly with white cement paste mixed with pigment of matching shade to full depth, including cost of all materials like cement, sand water and tilesetc., complete, including seigniorage charges, labour charges for dressing of tilesetc., complete for finished item of work, but excluding the cost of conveyance of all materials | [11 empty] | SSR 22-23
| Qty.p.51 of M.B.No.1101/A/ZP/20 | [11 empty] | SSR 22-23
|  | 1 | x | 2 | 3.1 | 1.08 | 0 | 6.7 | Sqm |  |  |  | SSR 22-23
|  | 1 | x | 1 | 3.69 | 2 | 0 | 7.38 | Sqm |  |  |  | SSR 22-23
|  | 4 | x | 0.785 | 0.23 | 0.23 | 0 | -0.17 | Sqm |  |  |  | SSR 22-23
SSR 22-23
[9 empty] | Sqm | 3248.17 | 1Sqm | 0 | SSR 22-23
24 | Providing skirting to internal walls to 15 cm height/risers of steps with 16-18 mm thick polished granite tiles length equal to flooring stones, set over base coat of CM (1:3) 12 mm thick with cement slurry of honey like consistency spread at the rate of 3.30 kgs per sqm and jointed with white cement paste mixed with pigment of matching shade to full depth, including cost of all materials like tiles, cement, sand and water etc., complete including seigniorage charges, etc., complete for finished item of work | [11 empty] | SSR 22-23
| Qty.p.52 of M.B.No.1101/A/ZP/20 | [11 empty] | SSR 22-23
| Front entrane | 1 | x | 1 | 6 | 0 | 0.15 | 0.9 | Sqm |  |  |  | SSR 22-23
|  | 1 | x | 1 | 6 | 0 | 0.15 | 0.9 | Sqm |  |  |  | SSR 22-23
| 2nd flight raisers | 1 | x | 11 | 1.35 | 0 | 0.15 | 2.23 | Sqm |  |  |  | SSR 22-23
SSR 22-23
[9 empty] | Sqm | 2995.66 | 1Sqm | 0 | SSR 22-23
26 | Flooring with chequrred terrazzo tiles of 22 mm thick (medium shade) set over base coat of cement mortar (1:6) 12 mm thick over CC bed already laid or RCC roof slab, including near cement slurry of honey like consistency spread @ 3.3.kgs per sqm & jointed with neat cement to full depth mixed with pigment of matching shade including cost of all materials like cement, sand water and tiles etc., complete, including seigniorage charges, complete for finished item of work, | [11 empty] | SSR 22-23
| Qty.p.13 of M.B.No.1101/A/ZP/20 | [11 empty] | SSR 22-23
| Verandah | 1 | x | 1 | 9.87 | 1.83 | 0 | 18.06 | Sqm |  |  |  | SSR 22-23
| Ramp | 1 | x | 1 | 2.83 | 1.55 | 0 | 4.39 | Sqm |  |  |  | SSR 22-23
| Staircase steps | 1 | x | 21 | 1.28 | 0.3 | 0 | 8.06 | Sqm |  |  |  | SSR 22-23
SSR 22-23
[9 empty] | Sqm | 816.76 | 1Sqm | 0 | SSR 22-23
27 | Providing skirting to internal walls to 15 cm height/risers of steps with chequrred terrazzo tiles length equal to flooring stones, set over base coat of CM (1:5) 12 mm thick with cement slurry of honey like consistency spread at the rate of 3.30 kgs per sqm and jointed with white cement paste mixed with pigment of matching shade to full depth, including cost of all materials like tiles, cement, sand and water etc., complete including seigniorage charges, etc., complete for finished item of work, | [11 empty] | SSR 22-23
| Qty.p.14 of M.B.No.1101/A/ZP/20 | [11 empty] | SSR 22-23
| Landing | 1 | x | 2 | 5.25 | 0 | 0.1 | 1.05 | Sqm |  |  |  | SSR 22-23
| Verandah | 1 | x | 1 | 9.87 | 0 | 0.1 | 0.99 | Sqm |  |  |  | SSR 22-23
| Waiting room | 1 | x | 1 | 10.53 | 0 | 0.1 | 1.05 | Sqm |  |  |  | SSR 22-23
SSR 22-23
[9 empty] | Sqm | 822.23 | 1Sqm | 0 | SSR 22-23
19 | Flooring with Ceramic non skid tiles of not less than 7-8mm thick 1st quality laid over floor bed / VRCC slab set over base coat of CM (1:8), 12mm thick and neat grey Cement slurry of honey like consistency spread @ 3.30 Kgs per Sqm & jointed with neat white Cement paste to full depth mixed with pigment of matching shade including c/c of all materials to site including cost of mixing of mortar and watering and levelling to proper slope and curing including all labour charges etc for finished item of work | [11 empty] | SSR 22-23
| Qty.p. 72 of M.B.No.1101/A/ZP/20 | [11 empty] | SSR 22-23
|  | 1 | x | 1 | 9.86 | 1.15 | 0 | 11.34 | Sqm |  |  |  | SSR 22-23
|  | 1 | x | 1 | 3.1 | 0.4 | 0 | 1.24 | Sqm |  |  |  | SSR 22-23
|  | 1 | x | 1 | 3.1 | 1.18 | 0 | 3.66 | Sqm |  |  |  | SSR 22-23
SSR 22-23
[9 empty] | Sqm | 873.89 | 1Sqm | 0 | SSR 22-23
20 | Providing Daddooing to walls with 5 to 7mm thick Glazed Ceramic wall tiles of 1st quality of 6mm thick set over base coat of CM (1:3) 12mm thick with Cement slurry of honey like consistency spread @ 3.30 Kgs per Sqm & jointed with neat white Cement paste to full depth mixed with pigment of matching shade including c/c of all materials to site, cost of all materials like tiles, Cement, sand and water etc complete for finished item of work | [11 empty] | SSR 22-23
| Qty.P.No. 73 of M.B.No.1101/A/ZP/20 | [11 empty] | SSR 22-23
|  | 1 | x | 1 | 8.63 | 0 | 0.1 | 0.86 | Sqm |  |  |  | SSR 22-23
|  | 1 | x | 4 | 3.6 | 0 | 0.18 | 2.59 | Sqm |  |  |  | SSR 22-23
SSR 22-23
[9 empty] | Sqm | 536.26 | 1Sqm | 0 | SSR 22-23
27 | Flooring with pressed clay flooring tiles, set over base coat of cement mortar (1:8) 12 mm thick over CC bed already laid or RCC roof slab, including neat cement slurry of honey like consistency spread @ 3.3.kgs per sqm & jointed neatly with cement mixed with pigment of matching shade to full depth, including cost of all materials like cement, sand water and tiles etc., complete, for finished item of work, | [11 empty] | SSR 22-23
| Qty.P.No. 53 of M.B.No.1101/A/ZP/20 | [11 empty] | SSR 22-23
| Roofing tiles | 2 | x | 0.5 | 0.96 | 1 | 0 | 0.96 | Sqm |  |  |  | SSR 22-23
|  | 1 | x | 2 | 3.6 | 1.13 | 0 | 8.14 | Sqm |  |  |  | SSR 22-23
SSR 22-23
[9 empty] | Sqm | 1100.49 | 1Sqm | 0 | SSR 22-23
26 | White washing one coat with whiting of approved quality to give an even shade after thoroughly brushing the surface to remove all dirt and remains of loose powdered materials including cost of all materials, labour charges and incidental such as scaffolding, lift charges etc., complete for finished item of wor | [11 empty] | SSR 22-23
| Qty.p.17 of M.B.No.1101/A/ZP/20 | [11 empty] | SSR 22-23
| Hall | 1 | x | 1 | 8.5 | 4.95 | 0 | 42.08 | Sqm |  |  |  | SSR 22-23
| Front projection | 1 | x | 1 | 5.5 | 2.4 | 0 | 13.2 | Sqm |  |  |  | SSR 22-23
| Room-1 | 1 | x | 1 | 3.15 | 2.85 | 0 | 8.98 | Sqm |  |  |  | SSR 22-23
| West side | 1 | x | 1 | 5.45 | 0 | 3.2 | 17.44 | Sqm |  |  |  | SSR 22-23
SSR 22-23
[9 empty] | Sqm | 27.91 | 1Sqm | 0 | SSR 22-23
10 | Providing and applying Wall putty of White Cement or Polymer or Cement based of average 1 to 2 mm thickness over plastered surface to prepare the surface even and smooth after thoroughly brushing the surface to remove all dirt and remains of loose powdered materials, applying emery paper, Sand the surface, clean & wipe off loose dust, applying knifing paste filler by putty knife / muslin pad, air dry for 2 - 3 hrs, sand with 180 and 320 No., emery paper for the surface preparation including cost and conveyance of all materials and all operational, incidental and all labour charges etc., complete for finished item of work in all floors for internal walls | [11 empty] | SSR 22-23
| Qty.p.15 of M.B.No.1101/A/ZP/20 | [11 empty] | SSR 22-23
| long side | 1 | x | 2 | 4.37 | 0 | 2.65 | 23.16 | Sqm |  |  |  | SSR 22-23
| Short side | 1 | x | 2 | 2.94 | 0 | 2.65 | 15.58 | Sqm |  |  |  | SSR 22-23
| Deduct opening | 1 | x | 1 | 1.2 | 0 | 1.2 | -1.44 | Sqm |  |  |  | SSR 22-23
| Deduct door | 1 | x | 1 | 0.9 | 0 | 2.08 | -1.87 | Sqm |  |  |  | SSR 22-23
SSR 22-23
[9 empty] | Sqm | 194.34 | 1Sqm | 0 | SSR 22-23
10 | Painting to new walls with 2 coats of acrylic Emulsion paint Asian or equivalent and shade over Priming coat with Cement primer water base interior Gr-1 Asian or equivalent on new plastered surface after throughly brushing the surace remove all dirt and remains of loose powdered materials including cost and conveyance of all materials to worksite and all oparational, incidental, labour charges etc complete for finished item of work as per SS 911 for internal walls | [11 empty] | SSR 22-23
| Qty.p.39 of M.B.No.1101/A/ZP/20 | [11 empty] | SSR 22-23
| Landing side | 1 | x | 1 | 2.93 | 0.87 | 0 | 2.55 | Sqm |  |  |  | SSR 22-23
| Beam sides | 1 | x | 2 | 2.7 | 0.3 | 0 | 1.62 | Sqm |  |  |  | SSR 22-23
| Ceiling | 1 | x | 1 | 2.7 | 3.3 | 0 | 8.91 | Sqm |  |  |  | SSR 22-23
| Parapet wall | 1 | x | 1 | 37.8 | 0 | 0.88 | 33.26 | Sqm |  |  |  | SSR 22-23
SSR 22-23
[9 empty] | Sqm | 169.89 | 1Sqm | 0 | SSR 22-23
11 | Painting to new walls with 2 coats of acrylic Emulsion paint Asian or equivalent and shade over Priming coat with Cement primer water base interior Gr-1 Asian or equivalent on new plastered surface after throughly brushing the surace remove all dirt and remains of loose powdered materials including cost and conveyance of all materials to worksite and all oparational, incidental, labour charges etc complete for finished item of work as per SS 911 for external walls | [11 empty] | SSR 22-23
| Qty.p.21 of M.B.No.1101/A/ZP/20 | [11 empty] | SSR 22-23
|  | 1 | x | 2 | 3.25 | 0 | 2.7 | 17.55 | Sqm |  |  |  | SSR 22-23
|  | 1 | x | 2 | 4.74 | 0 | 2.7 | 25.6 | Sqm |  |  |  | SSR 22-23
| parapet wall | 1 | x | 1 | 37.8 | 0 | 1.76 | 66.53 | Sqm |  |  |  | SSR 22-23
SSR 22-23
[9 empty] | Sqm | 233.59 | 1Sqm | 0 | SSR 22-23
12 | Supplying, fitting & placing HYSD bar reinforcement in foundation complete including labour charges for cutting, bending to required sizes and shapes, placing in position and tying with binding wire, forming grills for reinforcement work including c/c of steel bars below 36mm dia including overlaps and wastage, where they are not welded | [11 empty] | SSR 22-23
| Qty.p.54 of M.B.No.1101/A/ZP/20 | SF beams | [6 empty] | Kgs |  |  |  | SSR 22-23
| Qty.p.55 of M.B.No.1101/A/ZP/20 | Beam and slab | [6 empty] | Kgs |  |  |  | SSR 22-23
SSR 22-23
[8 empty] | 0 | Kgs |  |  |  | SSR 22-23
[7 empty] | Or | 0 | MT | 91830 | 1Mt | 0 | SSR 22-23
| DOORS AND WINDOWS | [11 empty] | SSR 22-23
5 | Supplying and fixing of Door of size 1.20X2.10M with two panels of frames made with teak wood and Shutter made with medium Teak wood including MS Z hold fasts , Alluminium tower bolts, handle and butt hinges with all furniture fittings including c/c of all materials and furniture fittings etc complete as per specification (APSS No 1001 & 1002) Door Frame with Shutters | [11 empty] | SSR 22-23
| Qty.p.17 & 18 of M.B.No.111/A/ZP/22 |  | 07.12.2023 | [9 empty] | SSR 22-23
|  | 1 | x | 1 | 0 | 0 | 0 | 1 | No |  |  |  | SSR 22-23
SSR 22-23
[8 empty] | 1 | No | 22903.66 | 1No | 22904 | SSR 22-23
1 | Supplying and fixing of Door of size 1.20X2.10M with single panels of Shutter made with flush door shutters including Alluminium tower bolts, handle and butt hinges with all furniture fittings including c/c of all materials and furniture fittings etc complete as per specification (APSS No 1001 & 1002) Door Shutter only | [11 empty] | SSR 22-23
| Qty.p. of M.B.No.558/A/ZP/20 | [11 empty] | SSR 22-23
|  | 1 | x | 3 | 0 | 0 | 0 | 3 | No |  |  |  | SSR 22-23
SSR 22-23
[9 empty] | No | 7927.96 | 1No | 0 | SSR 22-23
3 | Supplying and fixing of Door of size 1.20X2.10M with single panels of frames made with sal wood and Shutter made with flush door shutters including MS Z hold fasts , Alluminium tower bolts, handle and butt hinges with all furniture fittings including c/c of all materials and furniture fittings etc complete as per specification (APSS No 1001 & 1002) Door Frame with Shutters | [11 empty] | SSR 22-23
| Qty.p.55 of M.B.No.1101/A/ZP/20 | [11 empty] | SSR 22-23
|  | 1 | x | 1 | 0 | 0 | 0 | 1 | No |  |  |  | SSR 22-23
SSR 22-23
[9 empty] | No | 11442.58 | 1No | 0 | SSR 22-23
2 | Supplying and fixing of Door of size 0.90X2.10M with single panels of frames made with teak wood and Shutter made with medium Teak wood including MS Z hold fasts , Alluminium tower bolts, handle and butt hinges with all furniture fittings including c/c of all materials and furniture fittings etc complete as per specification (APSS No 1001 & 1002) Door Frame with Shutters | [11 empty] | SSR 22-23
| Qty.p.61 of M.B.No.1101/A/ZP/20 | [11 empty] | SSR 22-23
| Ground floor | 1 | x | 1 | 0 | 0 | 0 | 1 | No |  |  |  | SSR 22-23
SSR 22-23
[9 empty] | No | 15875.19 | 1No | 0 | SSR 22-23
3 | Supplying and fixing of Door of size 0.80X2.10M with single panels of frames made with teak wood and Shutter made with medium Teak wood including MS Z hold fasts , Alluminium tower bolts, handle and butt hinges with all furniture fittings including c/c of all materials and furniture fittings etc complete as per specification (APSS No 1001 & 1002) Door Frame with Shutters | [11 empty] | SSR 22-23
| Qty.p.62 of M.B.No.1101/A/ZP/20 | [11 empty] | SSR 22-23
| Ground floor | 1 | x | 1 | 0 | 0 | 0 | 1 | No |  |  |  | SSR 22-23
SSR 22-23
[9 empty] | No | 15037.22 | 1No | 0 | SSR 22-23
9 | Supplying and fixing of Door of size 0.90X2.10M with single panels of frames made with Sal wood and Shutter made with WPC door shutters including MS Z hold fasts , Alluminium tower bolts, handle and butt hinges with all furniture fittings including c/c of all materials and furniture fittings etc complete as per specification (APSS No 1001 & 1002) Door Frame with Shutters | [11 empty] | SSR 22-23
| Qty.p.49 & 50 of M.B.No.111/A/ZP/22 |  | 02.11.2023 | [9 empty] | SSR 22-23
|  | 1 | x | 2 | 0 | 0 | 0 | 2 | No |  |  |  | SSR 22-23
SSR 22-23
[9 empty] | No | 11732.03 | 1No | 0 | SSR 22-23
6 | Supplying and fixing of Door of size 0.90X2.10M with two panels of frames made with sal wood and Shutter made with sal wood including MS Z hold fasts , Alluminium tower bolts, handle and butt hinges with all furniture fittings including c/c of all materials and furniture fittings etc complete as per specification (APSS No 1001 & 1002) Door Frame with Shutters | [11 empty] | SSR 22-23
| Qty.p.18 & 19 of M.B.No.111/A/ZP/22 |  | 07.12.2023 | [9 empty] | SSR 22-23
|  | 1 | x | 1 | 0 | 0 | 0 | 1 | No |  |  |  | SSR 22-23
SSR 22-23
[8 empty] | 1 | No | 7651.36 | 1No | 7651 | SSR 22-23
7 | Supplying and fixing of Door of size 1.05X2.10M with single panels of frames made with sal wood and Shutter made with sal wood including MS Z hold fasts , Alluminium tower bolts, handle and butt hinges with all furniture fittings including c/c of all materials and furniture fittings etc complete as per specification (APSS No 1001 & 1002) Door Frame with Shutters | [11 empty] | SSR 22-23
| Qty.p.19 of M.B.No.111/A/ZP/22 |  | 07.12.2023 | [9 empty] | SSR 22-23
|  | 1 | x | 1 | 0 | 0 | 0 | 1 | No |  |  |  | SSR 22-23
SSR 22-23
[8 empty] | 1 | No | 8519.25 | 1No | 8519 | SSR 22-23
2 | Supplying and fixing of Door of size 1.05X2.10M with single panels of Shutter made with flush door shutters including Alluminium tower bolts, handle and butt hinges with all furniture fittings including c/c of all materials and furniture fittings etc complete as per specification (APSS No 1001 & 1002) Door Shutter only | [11 empty] | SSR 22-23
| Qty.p. of M.B.No.558/A/ZP/20 | [11 empty] | SSR 22-23
|  | 1 | x | 5 | 0 | 0 | 0 | 5 | No |  |  |  | SSR 22-23
SSR 22-23
[9 empty] | No | 7005.16 | 1No | 0 | SSR 22-23
5 | Supply and fixing of Wood Polymer Composite(WPC) Door Frame section of 63.5x100 MM .The two Vertical members are to be joined together with the horizontal member using 8x75 MM long MS Star full thread screws to be used with reverse forward speed control hand drilling machine. The ready/assembled door frame is fixed to the wall using hold fast or bolt fasteners. A minimum of 4 No.s of screws to be provided for each vertical member & minimum 2no.s for horizontal member, and fixing 28 -30 MM thick solid Wood Polymer Composite (WPC) double extruded door shutter with 3MM top and bottom rigid layer with an overall density of 750kg/Cum. It will be fixed to the frame using 3 inch /4 inch hinges. A minimum of 4 hinges will be required for fixing the door with the frame 1200 x 2130mm | [11 empty] | SSR 22-23
| Qty.p. 1 & 2 of M.B.No.161/A/ZP/22 |  | 18.12.2023 | [9 empty] | SSR 22-23
| Kitchen door | 1 | x | 1 | 0.8 | 0 | 2.1 | 1.68 | Sqm |  |  |  | SSR 22-23 | 2
| Tiolet door shutters | 1 | x | 2 | 0.8 | 0 | 1.9 | 3.04 | Sqm |  |  |  | SSR 22-23 | 2
| Living room door | 1 | x | 1 | 1 | 0 | 2.1 | 2.1 | Sqm |  |  |  | SSR 22-23 | 2
SSR 22-23
[9 empty] | Sqm | 6846.88 | 1Sqm | 0 | SSR 22-23
11 | Supply and fixing of Wood Polymer Composite(WPC) Door Frame section of 63.5x100 MM .The two Vertical members are to be joined together with the horizontal member using 8x75 MM long MS Star full thread screws to be used with reverse forward speed control hand drilling machine. The ready/assembled door frame is fixed to the wall using hold fast or bolt fasteners. A minimum of 4 No.s of screws to be provided for each vertical member & minimum 2no.s for horizontal member, and fixing 28 -30 MM thick solid Wood Polymer Composite (WPC) double extruded door shutter with 3MM top and bottom rigid layer with an overall density of 750kg/Cum. It will be fixed to the frame using 3 inch /4 inch hinges. A minimum of 4 hinges will be required for fixing the door with the frame 1200 x 2130mm | [11 empty] | SSR 22-23
| Qty.p.15 of M.B.No.559/A/ZP/20 | [11 empty] | SSR 22-23
| Tiolet door shutters | 1 | x | 1 | 0.81 | 0 | 2.05 | 1.66 | Sqm |  |  |  | SSR 22-23 | 2
| Tiolet door shutters | 1 | x | 1 | 0.83 | 0 | 1.98 | 1.64 | Sqm |  |  |  | SSR 22-23 | 2
SSR 22-23
[9 empty] | Sqm | 6132.48 | 1Sqm | 0 | SSR 22-23
11 | Supply and fixing of Wood Polymer Composite(WPC) fixing 28 -30 MM thick solid Wood Polymer Composite (WPC) double extruded door shutter with 3MM top and bottom rigid layer with an overall density of 750kg/Cum. It will be fixed to the frame using 3 inch /4 inch hinges. A minimum of 4 hinges will be required for fixing the door with the frame 1200 x 2130mm | [11 empty] | SSR 22-23
| Qty.p.15 of M.B.No.559/A/ZP/20 | [11 empty] | SSR 22-23
| Tiolet door shutters | 1 | x | 1 | 0.81 | 0 | 2.05 | 1.66 | Sqm |  |  |  | SSR 22-23 | 2
| Tiolet door shutters | 1 | x | 1 | 0.83 | 0 | 1.98 | 1.64 | Sqm |  |  |  | SSR 22-23 | 2
SSR 22-23
[9 empty] | Sqm | 4105.77 | 1Sqm | 0 | SSR 22-23
8 | Providing and fixing factory made uPVC white colour sliding glazed windowupto 1.50 m in height dimension comprising of uPVC multi-chamberedframe with in-built roller track and sash extruded profiles duly reinforcedwith 1.60 ± 0.2 mm thick galvanized mild steel section made from rollforming process of required length (shape & size according to uPVCprofile), appropriate dimension of uPVC extruded glazing beads anduPVC extruded interlocks, EPDM gasket, wool pile, zinc alloy (whitepowder coated) touch locks withhook, zinc alloy body with single nylonrollers (weight bearing capacity to be 40 kg), G.I fasteners 100 x 8 mmsize for fixing frame to finished wall and necessary stainless steel screwsetc. Profile of frame & sash shall be mitred cut and fusion welded at allcorners, including drilling of holes for fixing hardware's and drainage ofwater etc. After fixing frame the gap between frame and adjacent finishedwall shall be filled with weather proof silicon sealent over backer rod ofrequired size and of approved quality, all complete as per approved drawing& direction of Engineer-in-Charge | [11 empty] | SSR 22-23
| Qty.p.19 to 21 of M.B.No.111/A/ZP/22 |  | 07.12.2023 | [9 empty] | SSR 22-23
|  | 1 | x | 4 | 1.2 | 0 | 1.2 | 5.76 | Sqm |  |  |  | SSR 22-23
[13 empty] | SSR 22-23 |  | 12299
[8 empty] | 5.76 | Sqm | 8622 | 1Sqm | 49663 | SSR 22-23
6 | Qty.p.53 of M.B.No.1101/A/ZP/20 | two tracks | [10 empty] | SSR 22-23
|  | 1 | x | 2 | 1.5 | 0 | 1.35 | 4.05 | Sqm |  |  |  | SSR 22-23
SSR 22-23
[9 empty] | Sqm | 6460 | 1Sqm | 0 | SSR 22-23
3 | Qty.p. 31 of M.B.No.1101/A/ZP/20 | ( Single Tracks) | [10 empty] | SSR 22-23
|  | 1 | x | 1 | 1.51 | 0 | 1.2 | 1.81 | Sqm |  |  |  | SSR 22-23 | 1
SSR 22-23
[9 empty] | Sqm | 6238 | 1Sqm | 0 | SSR 22-23
6 | supply and fixing of Single fixed Louvers Ventilator including cost and labour charges etc., complete | [11 empty] | SSR 22-23
| Qty.P.No. 72 of M.B.No.1101/A/ZP/20 | [11 empty] | SSR 22-23
|  | 1 | x | 1 | 1.2 | 0 | 0.3 | 0.36 | Sqm |  |  |  | SSR 22-23
SSR 22-23
[9 empty] | Sqm | 4062 | 1Sqm | 0 | SSR 22-23
6 | Supplying and fixing of ventilator of size 0.60 x 0.45 Mts including fixing of 8mm dia roads and 4mm plain glass including all labour charges etc., complete | [11 empty] | SSR 22-23
| Qty.P.No. 72 of M.B.No.1101/A/ZP/20 | [11 empty] | SSR 22-23
|  | 1 | x | 16 | 0 | 0 | 0 | 16 | No |  |  |  | SSR 22-23
SSR 22-23
[9 empty] | No | 577.28 | 1No | 0 | SSR 22-23
4 | S&F of Cement Jolleys 50mm thick | [11 empty] | SSR 22-23
| Qty.p. 32 of M.B.No.1101/A/ZP/20 | [11 empty] | SSR 22-23
|  | 1 | x | 19 | 0.6 | 0 | 0.3 | 3.42 | Sqm |  |  |  | SSR 22-23
SSR 22-23
[9 empty] | Sqm | 604.08 | 1Sqm | 0 | SSR 22-23
10 | Supplying & fixing of Iron Doors and Windows Grills including labour charges for fabricating steel including cost of welding rods, power charges & fixing the grill in position etc complete | [11 empty] | SSR 22-23
| Qty.p.74 of M.B.No.1101/A/ZP/20 |  | 27.09.2023 | [9 empty] | SSR 22-23
|  | 1 | x | 5 | 32.14 | 0 | 0 | 160.7 | Kgs |  |  |  | SSR 22-23
SSR 22-23
[9 empty] | Kg | 110.38 | 1Kg | 0 | SSR 22-23
7 | Supply and fixing of ornamental grill made of 25mm x 10mm MS flats for fixing in fan light portion and side fixed panels for door cum window as per the approved drawing including cutting the flat to required length, welding, painting with red oxide single coat including cost and conveyance of all materials, labour charges etc., complete for finished otem of work. | [11 empty] | SSR 22-23
| Qty.p.5 of M.B.No.1101/A/ZP/20 | [11 empty] | SSR 22-23
| windows grills | 1 | x | 11 | 1.5 | 0 | 1.35 | 22.28 | Sqm |  |  |  | SSR 22-23
|  | 1 | x | 1 | 1.59 | 0 | 1.35 | 2.15 | Sqm |  |  |  | SSR 22-23
|  | 1 | x | 2 | 1.5 | 0 | 1.35 | 4.05 | Sqm |  |  |  | SSR 22-23
SSR 22-23
[9 empty] | Sqm | 3130 | 1Sqm | 0 | SSR 22-23
51 | Supplying & fixing of MS tubes of any design including labour charges for fabricating steel including cost of welding rods, power charges & fixing the grill in position etc complete | [11 empty] | SSR 22-23
| Qty.p.26 of M.B.No.148/B/ZP/22 | [11 empty] | SSR 22-23
| FF Open place | 1 | x | 1 | 295 | 0 | 0 | 295 | Kgs |  |  |  | SSR 22-23
SSR 22-23
[9 empty] | Kgs | 126.9 | 1Kg | 0 | SSR 22-23
9 | Supplying and fixing of stainless steel (grade 304) hand railing as per approved drawing with top rail of 50mm dia pipe and 2mm thick medium class and vertical posts of 25mm dia and 1.6mm thick medium class 1 No for each step fixed with base plate of 75mm dia using bonding agent and anchor fastner and welding, drilling of 25mm dia holes with pneumatic compressor for fixing railing, buffing, polishing all members of the railing thouroughly , lacquer finishing to present seamless finish including cost and conveyance of all materials, electrodes, welding charges, cost of all consumables, labour charges , overheads & contractors profit etc., complete for finished item of work. | [11 empty] | SSR 22-23
| Qty.p. 7 & 8 of M.B.No.469/A/ZP/20 |  | 04.07.2023 | [9 empty] | SSR 22-23
| Verandah | 1 | x | 1 | 4.3 | 0 | 0.9 | 3.87 | Sqm |  |  |  | SSR 22-23
|  | 1 | x | 1 | 11.4 | 0 | 0.9 | 10.26 | Sqm |  |  |  | SSR 22-23
|  | 1 | x | 1 | 4.6 | 0 | 0.9 | 4.14 | Sqm |  |  |  | SSR 22-23
| At steps | 1 | x | 4 | 0.6 | 0 | 0.9 | 2.16 | Sqm |  |  |  | SSR 22-23
| Deduct door | 1 | x | 2 | 1.2 | 0 | 0.9 | -2.16 | Sqm |  |  |  | SSR 22-23
SSR 22-23
[9 empty] | Sqm | 3345.94 | 1Sqm | 0 | SSR 22-23
4 | Supplying and fixing of stainless steel (grade 304) railing for ramp as per approved drawing with top rail of 50mm dia pipe and 2mm thick medium class fixed in to wall with 25mm dia pipe of 0.30m length @ 1m centre to centre and welding, buffing, polishing all members of the railing thouroughly , lacquer finishing to present seamless finish including cost and conveyance of all materials, electrodes, welding charges, cost of all consumables, labour charges , overheads & contractors profit etc., complete for finished item of work. | [11 empty] | SSR 22-23
| Qty.p.22 of M.B.No.1101/A/ZP/20 | [11 empty] | SSR 22-23
| Verandah | 1 | x | 1 | 3.3 | 0 | 0.87 | 2.87 | Sqm |  |  |  | SSR 22-23
|  | 1 | x | 1 | 1 | 0 | 0.87 | 0.87 | Sqm |  |  |  | SSR 22-23
| Ramp | 1 | x | 1 | 1.45 | 0 | 0.87 | 1.26 | Sqm |  |  |  | SSR 22-23
|  | 1 | x | 1 | 2.57 | 0 | 0.87 | 2.24 | Sqm |  |  |  | SSR 22-23
SSR 22-23
[9 empty] | Sqm | 1514.34 | 1Sqm | 0 | SSR 22-23
4 | Supplying & fixing of Stainless Steel Tubes using stainless steel welding rods including buffing, polishing, lacquer finishing, to present seamless finish | [11 empty] | SSR 22-23
| Qty.p.22 of M.B.No.1101/A/ZP/20 | [11 empty] | SSR 22-23
|  | 1 | x | 1 | 0.5 | 0 | 0 | 0.5 | Kg |  |  |  | SSR 22-23
SSR 22-23
[9 empty] | Kg | 568.35 | 1Kg | 0 | SSR 22-23
7 | Full Rounding the edges of Granite stone slabs of all thicknesses including polishing the same. | [11 empty] | SSR 22-23
| Qty.p. of M.B.No. | [11 empty] | SSR 22-23
| Staircase 1st flight | 1 | x | 11 | 1.25 | 0 | 0 | 13.75 | Rm |  |  |  | SSR 22-23
| Staircase 2nd flight | 1 | x | 11 | 1.25 | 0 | 0 | 13.75 | Rm |  |  |  | SSR 22-23
| First floor | [11 empty] | SSR 22-23
| Staircase 1st flight | 1 | x | 7 | 1.25 | 0 | 0 | 8.75 | Rm |  |  |  | SSR 22-23
SSR 22-23
[9 empty] | Rm | 453 | 1Rm | 0 | SSR 22-23
| WATER AND SANITATION ITEMS | [11 empty] | SSR 22-23
10 | Supply and Fixing of Premium make CPVC Pipes and Fittings to meet the requirement of ASTM-D 2846 and are produced in CTS (Copper Tube Sizes 1/2" ton 2" Ashirvad lowgurard SDR 11 and SDR 13.5 pipes are made from dential CPVC compounds having the same physical roperties for Hot and Cold Water (IS 15778:2007)for 32mm dia | [11 empty] | SSR 22-23
| Qty.p. 9 of M.B.No.469/A/ZP/20 |  | 20.07.2023 | [9 empty] | SSR 22-23
|  | 1 | x | 1 | 24 | 0 | 0 | 24 | Rm |  |  |  | SSR 22-23
SSR 22-23
[9 empty] | Rm | 214 | 1Rm | 0 | SSR 22-23
9 | Supply and Fixing of Premium make CPVC Pipes and Fittings to meet the requirement of ASTM-D 2846 and are produced in CTS (Copper Tube Sizes 1/2" ton 2" Ashirvad lowgurard SDR 11 and SDR 13.5 pipes are made from dential CPVC compounds having the same physical roperties for Hot and Cold Water (IS 15778:2007)for 25mm dia | [11 empty] | SSR 22-23
| Qty.p.31 of M.B.No.111/A/ZP/22 |  | 11.01.2024 | [9 empty] | SSR 22-23
|  | 1 | x | 1 | 25 | 0 | 0 | 25 | Rm |  |  |  | SSR 22-23
|  | 1 | x | 1 | 15 | 0 | 0 | 15 | Rm |  |  |  | SSR 22-23
SSR 22-23
[8 empty] | 40 | Rm | 136 | 1Rm | 5440 | SSR 22-23
10 | Supply and Fixing of Premium make CPVC Pipes and Fittings to meet the requirement of ASTM-D 2846 and are produced in CTS (Copper Tube Sizes 1/2" ton 2" Ashirvad lowgurard SDR 11 and SDR 13.5 pipes are made from dential CPVC compounds having the same physical roperties for Hot and Cold Water (IS 15778:2007)for 20mm dia | [11 empty] | SSR 22-23
| Qty.p.23 of M.B.No.148/B/ZP/22 | [11 empty] | SSR 22-23
|  | 1 | x | 1 | 40 | 0 | 0 | 40 | Rm |  |  |  | SSR 22-23
SSR 22-23
[9 empty] | Rm | 94 | 1Rm | 0 | SSR 22-23
10 | Supply and Fixing of Premium make CPVC Pipes and Fittings to meet the requirement of ASTM-D 2846 and are produced in CTS (Copper Tube Sizes 1/2" ton 2" Ashirvad lowgurard SDR 11 and SDR 13.5 pipes are made from dential CPVC compounds having the same physical roperties for Hot and Cold Water (IS 15778:2007)for 15mm dia | [11 empty] | SSR 22-23
| Qty.p.23 of M.B.No.1101/A/ZP/20 | [11 empty] | SSR 22-23
|  | 1 | x | 1 | 40 | 0 | 0 | 40 | Rm |  |  |  | SSR 22-23
SSR 22-23
[8 empty] | 40 | Rm |  | 1Rm | 0 | SSR 22-23
2 | Manufacture, Supply and Delivery of Unplasticised PVCs Pipes for potable water supplies conforming to IS : 4985/2000 (3rd revision) with bell ends (Socket) as per specification. | [11 empty] | SSR 22-23
| Qty.p.23 of M.B.No.1101/A/ZP/20 | [11 empty] | SSR 22-23
|  | 1 | x | 1 | 85 | 0 | 0 | 85 | Rm |  |  |  | SSR 22-23
SSR 22-23
[9 empty] | Rm | 35 | 1Rm | 0 | SSR 22-23
10 | Labour charges for laying, joining, welding, fixing and commissioning the C-PVC pipes including all specials such ascouplers/ bends/ tees etc including fixing necessary fittings like bends, plugs, couplers, junctions, tees, etc with welding the joint as per standard practice - up to 40 mm dia | [11 empty] | SSR 22-23
| Qty.p.31 & 32 of M.B.No.111/A/ZP/22 |  | 11.01.2024 | [9 empty] | SSR 22-23
| 25mm dia | 1 | x | 1 | 25 | 0 | 0 | 25 | Rm |  |  |  | SSR 22-23
|  | 1 | x | 1 | 15 | 0 | 0 | 15 | Rm |  |  |  | SSR 22-23
SSR 22-23
[8 empty] | 40 | Rm | 33 | 1Rm | 1320 | SSR 22-23
13 | Supply & fixing of tested NP bib taps at all levels of 12.70mm dia of Indian make 400g first quality including cost & conveyance of all materials, labour charges for finished item of work, and all taxes complete for all floors | [11 empty] | SSR 22-23
| Qty.p.54 of M.B.No.111/A/ZP/22 |  | 02.11.2023 | [9 empty] | SSR 22-23
|  | 1 | x | 10 | 0 | 0 | 0 | 10 | No |  |  |  | SSR 22-23
SSR 22-23
[9 empty] | No | 387 | 1No | 0 | SSR 22-23
4 | Supplying & fixing 15 mm bib tap with flange Chromeum plated Jaquar make queen series | [11 empty] | SSR 22-23
| Qty.P.No. of M.B.No. | [11 empty] | SSR 22-23
|  | 1 | x | 2 | 0 | 0 | 0 | 2 | No |  |  |  | SSR 22-23
SSR 22-23
[9 empty] | No | 1644 | 1No | 0 | SSR 22-23
11 | Prince/ Sudhakar make or equivalent quality PVC /SWR pipes & fittings ( as per ISI standards) 4kg/cm2 110mm dia. double socket | [11 empty] | SSR 22-23
| Qty.p.32 of M.B.No.111/A/ZP/22 |  | 11.01.2024 | [9 empty] | SSR 22-23
|  | 1 | x | 1 | 10 | 0 | 0 | 10 | Rm |  |  |  | SSR 22-23
SSR 22-23
[8 empty] | 10 | Rm | 149 | 1Rm | 1490 | SSR 22-23
4 | Prince/ Sudhakar make or equivalent quality PVC /SWR pipes & fittings ( as per ISI standards) 4kg/cm2 90mm dia. double socket | [11 empty] | SSR 22-23
| Qty.p.17 of M.B.No.148/B/ZP/22 | [11 empty] | SSR 22-23
|  | 1 | x | 1 | 12 | 0 | 0 | 12 | Rm |  |  |  | SSR 22-23
SSR 22-23
[9 empty] | Rm | 141.6667 | 1Rm | 0 | SSR 22-23
12 | Prince/ Sudhakar make or equivalent quality PVC /SWR pipes & fittings ( as per ISI standards) 4kg/cm2 75mm dia. double socket | [11 empty] | SSR 22-23
| Qty.p.32 of M.B.No.111/A/ZP/22 |  | 11.01.2024 | [9 empty] | SSR 22-23
|  | 1 | x | 1 | 10 | 0 | 0 | 10 | Rm |  |  |  | SSR 22-23
SSR 22-23
[8 empty] | 10 | Rm | 89 | 1Rm | 890 | SSR 22-23
13 | Labour charges for laying, fixing and commissioning the PVC pipes including couplers/ bends/ tees etc any diameter including fixing necessary fittings like bends, plugs, couplers, junctions, tees, etc with solvent jointing as per standard practice | [11 empty] | SSR 22-23
| Qty.p.32 & 33 of M.B.No.111/A/ZP/22 |  | 11.01.2024 | [9 empty] | SSR 22-23
| 110mm dia | 1 | x | 1 | 10 | 0 | 0 | 10 | Rm |  |  |  | SSR 22-23
| 75mm | 1 | x | 1 | 10 | 0 | 0 | 10 | Rm |  |  |  | SSR 22-23
SSR 22-23
[8 empty] | 20 | Rm | 79 | 1Rm | 1580 | SSR 22-23
14 | Supplying and Fixing European Water Closet of 1st quality make white glazed with 'P' trap with low down porcelain flushing tank 10 Lit Capacity internal components and Fixing best Indian make plastic seat and lid for European water closets with rubber or plastic Buffers including all labour charges for fixing etc., complete. | [11 empty] | SSR 22-23
| Qty.p.33 of M.B.No.111/A/ZP/22 |  | 11.01.2024 | [9 empty] | SSR 22-23
| Tiolets | 1 | x | 2 | 0 | 0 | 0 | 2 | No |  |  |  | SSR 22-23
SSR 22-23
[8 empty] | 2 | No | 5297 | 1No | 10594 | SSR 22-23
8 | Supplying & Fixing Indian pattern white glazed W.C 1st quality ISI marked conforming to IS:2556-Part-3-1981 with"P" or "S" trap: 630 mm Long | [11 empty] | SSR 22-23
| Qty.P.No. of M.B.No. | [11 empty] | SSR 22-23
| Tiolets | 1 | x | 1 | 0 | 0 | 0 | 1 | No |  |  |  | SSR 22-23
SSR 22-23
[9 empty] | No | 1036 | 1No | 0 | SSR 22-23
8 | Supplying & Fixing white glazed flat back half stall urinals 1st quality conforming to IS:2556-1995 with standard C.P. Spreader of overall size 95 x 95 x 57 mm conforming to IS:2556-Part6, Sec-6-1974 fixed with screws complete Indian make : 410 x 265 x 305 mm | [11 empty] | SSR 22-23
| Qty.p. of M.B.No.1101/A/ZP/20 | [11 empty] | SSR 22-23
| Gents tiolet | 1 | x | 1 | 0 | 0 | 0 | 1 | No |  |  |  | SSR 22-23
SSR 22-23
[9 empty] | No | 2644 | 1No | 0 | SSR 22-23
15 | Supplying and fixing Indian make Flat Back Wash Hand Basin (HSW/Parryware/ Neycer) 1st quality conforming to IS:2556-Part-4:1972 of size 450mm x 300mm with 32 mm nominal size C.P. Fitting with parallel pipe thread onforming to IS:2963-1979 and fitted with 15 mm nominal bore Chromium Plated Pillar Tap of 1st quality Indian make 400 grams Seiko/Senior/Nice or equivalent complete with tandard CI brackets including wooden blocks ,1 No.12.70mm PVC connection with brass union nuts CP oated , 1 No.12.70mm NP bib tap 400 gms Seiko or equivalent , 31.75mm dia. PVC flexible waste pipe 914.4mm length of 1st quality including cost and onveyance of all materials to site, labour charges , overheads & contractors profit for finished item of work | [11 empty] | SSR 22-23
| Qty.p.33 & 34 of M.B.No.111/A/ZP/22 |  | 11.01.2024 | [9 empty] | SSR 22-23
|  | 1 | x | 2 | 0 | 0 | 0 | 2 | No |  |  |  | SSR 22-23
SSR 22-23
[8 empty] | 2 | No | 2025 | 1No | 4050 | SSR 22-23
19 | Supplying & fixing 4" (101.6 mm ) Nahany trap with Jali- PVC/SWR Pipe fittings | [11 empty] | SSR 22-23
| Qty.p.54 of M.B.No.111/A/ZP/22 |  | 02.11.2023 | [9 empty] | SSR 22-23
|  | 1 | x | 2 | 0 | 0 | 0 | 2 | No |  |  |  | SSR 22-23
SSR 22-23
[9 empty] | No | 93 | 1No | 0 | SSR 22-23
16 | Providing & placing on Terrace polyethylene water storage tank with Double layer approved brand & manufacture with cover and suitable locking arrangement & making necessary holes for inlet & outlets and overflow pipes but without fittings & base support for tanks | [11 empty] | SSR 22-23
| Qty.p.34 & 35 of M.B.No.111/A/ZP/22 |  | 11.01.2024 | [9 empty] | SSR 22-23
|  | 1 | x | 1 | 500 | 0 | 0 | 500 | Ltr |  |  |  | SSR 22-23
SSR 22-23
[8 empty] | 500 | Ltr | 9.5 | 1Ltr | 4750 | SSR 22-23
10 | Drilling of 165mm dia Bore well by down the hole hammer at a fiished dia of 165mm dia in all formations suitable for down the hole hammer drilling such as meduim hard rock formation, all consolidated frormation etc and reaming the borewell to subinsertation of required casing pipe etc including insertion of casing pipe with couplings, caps any other relevant materials upto required depth as directed by the dept, transportation of drilling rigs and supporting vehicle and including bore development. Flushing of Borewell at an avarage pressure of 150PSI conducting yield test, crew charegs required in fixation of pipe assembly completely done to the satisfaction of the dept and incuding all labour charges, but excluding the cost of casing pipe etc. The entire work should be carried out as per IS-2800 part I and II 1979 | [11 empty] | SSR 22-23
| Qty.p. 1 of M.B.No.1101/A/ZP/20 | [11 empty] | SSR 22-23
| Upto 90 Mts | 1 | x | 1 | 58.85 | 0 | 0 |  | Rm | 446.4 | 1Rm | 0 | SSR 22-23
| 90Mts to 150 Mts | 1 | x | 1 | 60 | 0 | 0 |  | Rm | 477.6 | 1Rm | 0 | SSR 22-23
| 150Mts to 240 Mts | 1 | x | 1 | 60 | 0 | 0 |  | Rm | 535.7 | 1Rm | 0 | SSR 22-23
SSR 22-23
11 | Providing PVC Casing pipe 180mm dia of 6 Kgs/cm2 including cost and conveyance of Pipe and labour charges etc complete for Borewell of 165mm dia. Item No 20 of PH items in SoR 2019-20 Page 67 Rs 636-00 per 1.00 RM | [11 empty] | SSR 22-23
| Qty.p. 1 of M.B.No.1101/A/ZP/20 | [11 empty] | SSR 22-23
|  | 1 | x | 1 | 6 | 0 | 0 | 6 | Rm |  |  |  | SSR 22-23
SSR 22-23
[9 empty] | Rm | 325 | 1Rm | 0 | SSR 22-23
12 | Supply and Transportation of 1.00HP single phase ISI submersible mortor Pumpset subitable for 4" bore well Makes:Kirloskar/ Crompton/ CRI/ KSB/ Texmo/Aryan Varsha | [11 empty] | SSR 22-23
| Qty.p. 2 of M.B.No.1101/A/ZP/20 | [11 empty] | SSR 22-23
|  | 1 | x | 1 | 0 | 0 | 0 | 1 | No |  |  |  | SSR 22-23
SSR 22-23
[9 empty] | No | 18370 | 1No | 0 | SSR 22-23
13 | S& F 40 mm HDPE pipe pipe properties & weight as per IS 1239 ISI mark with GI fittings including the cost of pipe & its fittings & labour charges. | [11 empty] | SSR 22-23
| Qty.p. 2 of M.B.No.1101/A/ZP/20 | [11 empty] | SSR 22-23
|  | 1 | x | 1 | 58 | 0 | 0 | 58 | Rm |  |  |  | SSR 22-23
SSR 22-23
[9 empty] | Rm | 85 | 1Rm | 0 | SSR 22-23
14 | S&F of 180mm dia bore cap | [11 empty] | SSR 22-23
| Qty.p. 2 of M.B.No.1101/A/ZP/20 | [11 empty] | SSR 22-23
|  | 1 | x | 1 | 0 | 0 | 0 | 1 | No |  |  |  | SSR 22-23
SSR 22-23
[9 empty] | No | 300 | 1No | 0 | SSR 22-23
15 | S&F of 25mm dia GI pipe | [11 empty] | SSR 22-23
| Qty.p.2 of M.B.No.114/A/ZP/20 | [11 empty] | SSR 22-23
|  | 1 | x | 1 | 0.5 | 0 | 0 | 0.5 | Rm |  |  |  | SSR 22-23
SSR 22-23
[9 empty] | Rm | 400 | 1Rm | 0 | SSR 22-23
17 | S&F of 25mm dia GI Bends | [11 empty] | SSR 22-23
| Qty.p.90 of M.B.No.1101/A/ZP/20 | [11 empty] | SSR 22-23
|  | 1 | x | 1 | 0 | 0 | 0 | 1 | No |  |  |  | SSR 22-23
SSR 22-23
[9 empty] | No | 77 | 1No | 0 | SSR 22-23
18 | S&F of 25mm dia Clamp set | [11 empty] | SSR 22-23
| Qty.p. 3 of M.B.No.1101/A/ZP/20 | [11 empty] | SSR 22-23
|  | 1 | x | 1 | 0 | 0 | 0 | 1 | No |  |  |  | SSR 22-23
SSR 22-23
[9 empty] | No | 194 | 1No | 0 | SSR 22-23
16 | Supply of 3 core 1.50 sqm flat copper cable as per for submersible motors of makes polycab for service mains including cost of material and labour charges and taxes etc., complete. | [11 empty] | SSR 22-23
| Qty.p. 2 of M.B.No.1101/A/ZP/20 | [11 empty] | SSR 22-23
|  | 1 | x | 1 | 96 | 0 | 0 | 96 | Rm |  |  |  | SSR 22-23
SSR 22-23
[9 empty] | Rm | 105 | 1Rm | 0 | SSR 22-23
17 | Supply and Transportation of control panel for single phasesubmersible motors up to 3 HP @ 220V 50Hz operating range between 80 to 240V including supply and fixing of Direct - on - Line LTLK / SIEMENS / CROMPTON make Volt meter and Ammeter with starting and running capacitors assembled with ISI mark contactors and fitted with Legrand make ISI mark MCB etc., complete. | [11 empty] | SSR 22-23
| Qty.p. 3 of M.B.No.1101/A/ZP/20 | [11 empty] | SSR 22-23
|  | 1 | x | 1 | 0 | 0 | 0 | 1 | No |  |  |  | SSR 22-23
SSR 22-23
[9 empty] | No | 5445 | 1No | 0 | SSR 22-23
| Electrification items | [11 empty] | SSR 22-23
2 | Supply and Fixing of ISI 25mm outer dia medium (1.80mm thickness) grade with IS:9537 part 3 regid PVC pipe with PVC / Metallic Junction boxes and all accessories including Fixing of existing suitable size Consealed box PVC / MS with hook for fan including all labour charges etc., complete. | [11 empty] | SSR 22-23
| Qty.p.4 of M.B.No.1101/A/ZP/20 | [11 empty] | SSR 22-23
| Secretary room | 1 | x | 1 | 8.5 | 0 | 0 | 8.5 | Rm |  |  |  | SSR 22-23
SSR 22-23
[9 empty] | Rm | 73.94 | 1Rm | 0 | SSR 22-23
17 | Supplying and Fixing of 25mm dia 2.2 mm thick PVC Conduit pipe concealed in wall with all required accessories including chiseling the wall wherever necessity including masonry work for Light, Fan and separate plug point with wooden.Deep box including all labour charges etc | [11 empty] | SSR 22-23
| Qty.p.36 of M.B.No.111/A/ZP/22 |  | 11.01.2024 | [9 empty] | SSR 22-23
| Examination room | 1 | x | 1 | 5 | 0 | 0 | 5 | Rm |  |  |  | SSR 22-23
| Lab and store room | 1 | x | 1 | 5 | 0 | 0 | 5 | Rm |  |  |  | SSR 22-23
| Bed room | 1 | x | 1 | 5 | 0 | 0 | 5 | Rm |  |  |  | SSR 22-23
| Kitchen | 1 | x | 1 | 5 | 0 | 0 | 5 | Rm |  |  |  | SSR 22-23
| Clinic and lobby | 1 | x | 1 | 10 | 0 | 0 | 10 | Rm |  |  |  | SSR 22-23
| Living room | 1 | x | 1 | 10 | 0 | 0 | 10 | Rm |  |  |  | SSR 22-23
SSR 22-23
[8 empty] | 40 | Rm | 89.61 | 1Rm | 3584 | SSR 22-23
3 | Labour charges for Grooves 2-3mm thick for PVC pipes | [11 empty] | SSR 22-23
| Qty.p. 2 of M.B.No.435-C/2017-18 | [11 empty] | SSR 22-23
| For water pipes | [11 empty] | SSR 22-23
| Ladies tiolet | 1 | x | 1 | 4 | 0 | 0 | 4 | Rm |  |  |  | SSR 22-23
| Gents tiolet | 1 | x | 1 | 1.8 | 0 | 0 | 1.8 | Rm |  |  |  | SSR 22-23
| Sarpanch tiolet | 1 | x | 1 | 2 | 0 | 0 | 2 | Rm |  |  |  | SSR 22-23
SSR 22-23
[9 empty] | Rm | 64 | 1Rm | 0 | SSR 22-23
18 | Supply of Hot Dip galvanized 20/18 SWG Module box with earthing terminal for 12 Module box | [11 empty] | SSR 22-23
| Qty.p.37 of M.B.No.111/A/ZP/22 |  | 11.01.2024 | [9 empty] | SSR 22-23
|  | 1 | x | 3 | 0 | 0 | 0 | 3 | No |  |  |  | SSR 22-23
SSR 22-23
[8 empty] | 3 | No | 245 | 1No | 735 | SSR 22-23
19 | Supply of Hot Dip galvanized 20/18 SWG Module box with earthing terminal for 8 Module box | [11 empty] | SSR 22-23
| Qty.p.37 of M.B.No.111/A/ZP/22 |  | 11.01.2024 | [9 empty] | SSR 22-23
|  | 1 | x | 2 | 0 | 0 | 0 | 2 | No |  |  |  | SSR 22-23
SSR 22-23
[8 empty] | 2 | No | 203 | 1No | 406 | SSR 22-23
24 | Supply of Hot Dip galvanized 20/18 SWG Module box with earthing terminal for 6 Module box | [11 empty] | SSR 22-23
| Qty.p.61 of M.B.No.111/A/ZP/22 |  | 17.11.2023 | [9 empty] | SSR 22-23
|  | 1 | x | 5 | 0 | 0 | 0 | 5 | No |  |  |  | SSR 22-23
SSR 22-23
[9 empty] | No | 155 | 1No | 0 | SSR 22-23
20 | Supply of Hot Dip galvanized 20/18 SWG Module box with earthing terminal for 16 Module box | [11 empty] | SSR 22-23
| Qty.p.36 & 37 of M.B.No.1101/A/ZP/20 |  | 11.01.2024 | [9 empty] | SSR 22-23
|  | 1 | x | 3 | 0 | 0 | 0 | 3 | No |  |  |  | SSR 22-23
SSR 22-23
[8 empty] | 3 | No | 359 | 1No | 1077 | SSR 22-23
6 | Supply of Hot Dip galvanized 20/18 SWG Module box with earthing terminal for 18 Module box | [11 empty] | SSR 22-23
| Qty.P.No. of M.B.No. | [11 empty] | SSR 22-23
| VKC | 2 | x | 1 | 0 | 0 | 0 | 2 | No |  |  |  | SSR 22-23
SSR 22-23
[9 empty] | No | 400 | 1No | 0 | SSR 22-23
25 | Supply of Hot Dip galvanized 20/18 SWG Module box with earthing terminal for 4 Module box | [11 empty] | SSR 22-23
| Qty.p.61 of M.B.No.111/A/ZP/22 |  | 17.11.2023 | [9 empty] | SSR 22-23
|  | 1 | x | 4 | 0 | 0 | 0 | 4 | No |  |  |  | SSR 22-23
SSR 22-23
[9 empty] | No | 114 | 1No | 0 | SSR 22-23
20 | Supply of Hot Dip galvanized 20/18 SWG Module box with earthing terminal for 2 Module box | [11 empty] | SSR 22-23
| Work to be executed | [11 empty] | SSR 22-23
|  | 1 | x | 1 | 0 | 0 | 0 | 1 | No |  |  |  | SSR 22-23
SSR 22-23
[9 empty] | No | 68 | 1No | 0 | SSR 22-23
21 | Wiring with run of 2 of 14/0.3mm (1.0 Sq.mm) FRLS / HFFR PVC insulated flexible ISI mark copper cable in existing PVC conduit pipe including Supply and fixing of Jumbo Ceiling rose and 6A/10A ISI Mark 1way flush type switch in existing Surface or Concealed pipe wiring including cost and conveyance of all material and all labour charges etc., complete for light and bell points | [11 empty] | SSR 22-23
| Qty.p.37 & 38 of M.B.No.111/A/ZP/22 |  | 11.01.2024 | [9 empty] | SSR 22-23
| tube light point | 1 | x | 8 | 0 | 0 | 0 | 8 | Point |  |  |  | SSR 22-23
| Buld point | 1 | x | 14 | 0 | 0 | 0 | 14 | Point |  |  |  | SSR 22-23
SSR 22-23
[8 empty] | 22 | Point | 481.67 | 1point | 10597 | SSR 22-23
22 | Wiring with run of 2 of 14/0.3mm (1.0 Sq.mm) FRLS / HFFR PVC insulated flexible ISI mark copper cable in existing PVC conduit pipe including Supply and fixing of Jumbo Ceiling rose and 6A/10A ISI Mark 1way flush type switch in existing Surface or Concealed pipe wiring including cost and conveyance of all material and all labour charges etc., complete for Fan points | [11 empty] | SSR 22-23
| Qty.p.38 of M.B.No.111/A/ZP/22 |  | 11.01.2024 | [9 empty] | SSR 22-23
| Fan point | 1 | x | 6 | 0 | 0 | 0 | 6 | Point |  |  |  | SSR 22-23
SSR 22-23
[8 empty] | 6 | Point | 503.67 | 1point | 3022 | SSR 22-23
8 | Supply and run of 1 of 14 /0.3mm (1.0 Sq.mm) FR P.V.C. insulated flexible copper cable in existing pipe for earth and invertor continuity including all labour charges etc., complete. | [11 empty] | SSR 22-23
| Qty.p.10 of M.B.No.1101/A/ZP/20 | [11 empty] | SSR 22-23
| For Earthing & invertor | [11 empty] | SSR 22-23
|  | 1 | x | 1 | 55 | 0 | 0 | 55 | Rm |  |  |  | SSR 22-23
SSR 22-23
[9 empty] | Rm | 23.55 | 1Rm | 0 | SSR 22-23
9 | Supply and Run of 2 of 22/0.3mm (1.50 Sq.mm) with Run 1 of 22/0.3mm(1.5Sqmm) FRLS / HFFR PVC insulated flexible ISI mark copper cable in existing pipe for run of mains inlcuding all labour charges etc., complete. | [11 empty] | SSR 22-23
| Qty.p.10 of M.B.No.1101/A/ZP/20 | [11 empty] | SSR 22-23
|  | 1 | x | 1 | 150 | 0 | 0 | 150 | Rm |  |  |  | SSR 22-23
SSR 22-23
[9 empty] | Rm | 79.48 | 1Rm | 0 | SSR 22-23
23 | Supply and Run of 2 of 36/0.3mm (2.50 Sq.mm) with in existing pipe for run of mains inlcuding all labour charges etc., complete. | [11 empty] | SSR 22-23
| Qty.p.38 & 39 of M.B.No.111/A/ZP/22 |  | 11.01.2024 | [9 empty] | SSR 22-23
| examination room | 1 | x | 1 | 5 | 0 | 0 | 5 | Rm |  |  |  | SSR 22-23
| Lab and store room | 1 | x | 1 | 5 | 0 | 0 | 5 | Rm |  |  |  | SSR 22-23
| Beam room and | 1 | x | 1 | 5 | 0 | 0 | 5 | Rm |  |  |  | SSR 22-23
| Kitchen | 1 | x | 1 | 5 | 0 | 0 | 5 | Rm |  |  |  | SSR 22-23
| Clinic and lobby | 1 | x | 1 | 10 | 0 | 0 | 10 | Rm |  |  |  | SSR 22-23
| Living room | 1 | x | 1 | 10 | 0 | 0 | 10 | Rm |  |  |  | SSR 22-23
SSR 22-23
[8 empty] | 40 | Rm | 83.3335 | 1Rm | 3333 | SSR 22-23
10 | Supply and Run of 2 of 56/0.3mm (4.00 Sq.mm) with Run 1 of 22/0.3mm(1.5Sqmm) FRLS / HFFR PVC insulated flexible ISI mark copper cable in existing pipe for run of mains inlcuding all labour charges etc., complete | [11 empty] | SSR 22-23
| Qty.p. of M.B.No. | [11 empty] | SSR 22-23
|  | 1 | x | 1 | 25 | 0 | 0 | 25 | Rm |  |  |  | SSR 22-23
SSR 22-23
[9 empty] | Rm | 126.65 | 1Rm | 0 | SSR 22-23
10 | Supply and Run of 2 of 6 Sq.mm WPSC Aluminium cable along with No.10 SWG G.I bearer wire through PVC cleats with all accessories including labour charges etc., complete for service mains. | [11 empty] | SSR 22-23
| Qty.p.6 of M.B.No.1101/A/ZP/20 | [11 empty] | SSR 22-23
|  | 1 | x | 1 | 30 | 0 | 0 | 30 | Rm |  |  |  | SSR 22-23
SSR 22-23
[9 empty] | Rm | 64.563 | 1Rm | 0 | SSR 22-23
24 | Supply of Cover frames for 12 module box | [11 empty] | SSR 22-23
| Qty.p.39 & 40 of M.B.No.111/A/ZP/22 |  | 11.01.2024 | [9 empty] | SSR 22-23
|  | 1 | x | 3 | 0 | 0 | 0 | 3 | No |  |  |  | SSR 22-23
SSR 22-23
[8 empty] | 3 | No | 209 | 1No | 627 | SSR 22-23
25 | Supply of Cover frames for 8 module box | [11 empty] | SSR 22-23
| Qty.p.40 of M.B.No.111/A/ZP/22 |  | 11.01.2024 | [9 empty] | SSR 22-23
|  | 1 | x | 2 | 0 | 0 | 0 | 2 | No |  |  |  | SSR 22-23
SSR 22-23
[8 empty] | 2 | No | 171 | 1No | 342 | SSR 22-23
31 | Supply of Cover frames for 6 module box | [11 empty] | SSR 22-23
| Qty.p.64 of M.B.No.111/A/ZP/22 |  | 17.11.2023 | [9 empty] | SSR 22-23
|  | 1 | x | 5 | 0 | 0 | 0 | 5 | No |  |  |  | SSR 22-23
SSR 22-23
[9 empty] | No | 132 | 1No | 0 | SSR 22-23
26 | Supply of Cover frames for 16 module box | [11 empty] | SSR 22-23
| Qty.p.38 & 39 of M.B.No.111/A/ZP/22 |  | 11.01.2024 | [9 empty] | SSR 22-23
|  | 1 | x | 3 | 0 | 0 | 0 | 3 | No |  |  |  | SSR 22-23
SSR 22-23
[8 empty] | 3 | No | 297 | 1No | 891 | SSR 22-23
32 | Supply of Cover frames for 4 module box | [11 empty] | SSR 22-23
| Qty.p.64 of M.B.No.111/A/ZP/22 |  | 17.11.2023 | [9 empty] | SSR 22-23
|  | 1 | x | 4 | 0 | 0 | 0 | 4 | No |  |  |  | SSR 22-23
SSR 22-23
[9 empty] | No | 88 | 1No | 0 | SSR 22-23
34 | Supply of Cover frames for 2 module box | [11 empty] | SSR 22-23
| Qty.p.23 of M.B.No.559/A/ZP/20 | [11 empty] | SSR 22-23
|  | 1 | x | 1 | 0 | 0 | 0 | 1 | No |  |  |  | SSR 22-23
SSR 22-23
[9 empty] | No | 66 | 1No | 0 | SSR 22-23
35 | Supply and fixing of 16A 3pin / 6A 3pin plug socket with indicator lamp and 16Amps fuse unit and 16 Amps switch control (5 in one) on decolam sheet covered board including earth connection and all labour charges etc., complete on wall. | [11 empty] | SSR 22-23
| Qty.p.24 of M.B.No.559/A/ZP/20 | [11 empty] | SSR 22-23
|  | 1 | x | 4 | 0 | 0 | 0 | 4 | No |  |  |  | SSR 22-23
SSR 22-23
[9 empty] | No | 422.5 | 1No | 0 | SSR 22-23
27 | Supply and fixing of 6A 3/2 pin wall plug socket with 6A switch control on a common switch board with earth continuity including wire leads, earth connections along with all labour charges etc., complete. | [11 empty] | SSR 22-23
| Qty.p.40 of M.B.No.111/A/ZP/22 |  | 11.01.2024 | [9 empty] | SSR 22-23
|  | 1 | x | 11 | 0 | 0 | 0 | 11 | No |  |  |  | SSR 22-23
SSR 22-23
[8 empty] | 11 | No | 125.735 | 1No | 1383 | SSR 22-23
28 | Supply and fixing of 6A 2 pin wall plug socket with 6A switch control on a common switch board with earth continuity including wire leads, earth connections along with all labour charges etc., complete. | [11 empty] | SSR 22-23
| Qty.p.40 of M.B.No.111/A/ZP/22 |  | 11.01.2024 | [9 empty] | SSR 22-23
|  | 1 | x | 3 | 0 | 0 | 0 | 3 | No |  |  |  | SSR 22-23
SSR 22-23
[8 empty] | 3 | No | 119.735 | 1No | 359 | SSR 22-23
38 | Supply and fixing of 6A flush type Neon Indicator. | [11 empty] | SSR 22-23
| Qty.p.25 of M.B.No.559/A/ZP/20 | [11 empty] | SSR 22-23
|  | 1 | x | 8 | 0 | 0 | 0 | 8 | No |  |  |  | SSR 22-23
SSR 22-23
[9 empty] | No | 21 | 1No | 0 | SSR 22-23
29 | Supply and fixing of ISI mark batten holder / angle holder on existing block, but with bulb including all connections etc., complete | [11 empty] | SSR 22-23
| Qty.p.41 of M.B.No.111/A/ZP/22 |  | 11.01.2024 | [9 empty] | SSR 22-23
|  | 1 | x | 14 | 0 | 0 | 0 | 14 | No |  |  |  | SSR 22-23
SSR 22-23
[8 empty] | 14 | No | 127.25 | 1No | 1782 | SSR 22-23
30 | Supply, Transportation and Fixing of 48" (1200mm) Sweep 5 Star rated Ceiling Fan with double ball bearings but with regulator including all standard accessories and all labour charges etc., complete. | [11 empty] | SSR 22-23
| Qty.p.41 of M.B.No.111/A/ZP/22 |  | 11.01.2024 | [9 empty] | SSR 22-23
|  | 1 | x | 6 | 0 | 0 | 0 | 6 | No |  |  |  | SSR 22-23
SSR 22-23
[8 empty] | 6 | No | 3312.185 | 1No | 19873 | SSR 22-23
23 | S&F of 12 / 15 MS plain rod fan hook | [11 empty] | SSR 22-23
| Qty.p. 16 of M.B.No.161/A/ZP/22 |  | 18.12.2023 | [9 empty] | SSR 22-23
|  | 1 | x | 5 | 0 | 0 | 0 | 5 | No |  |  |  | SSR 22-23
SSR 22-23
[9 empty] | No | 227.41 | 1No | 0 | SSR 22-23
19 | Supply and Transportation of 48" (1200mm) Sweep 5 star rated Ceiling Fan , with double ball bearings, air delivery more than 200 cubic meter/min but without Regulator. | [11 empty] | SSR 22-23
| Qty.p.8 of M.B.No.1101/A/ZP/20 | [11 empty] | SSR 22-23
|  | 1 | x | 9 | 0 | 0 | 0 | 9 | No |  |  |  | SSR 22-23
SSR 22-23
[9 empty] | No | 2941.12 | 1No | 0 | SSR 22-23
20 | Supply and fixing of Modular type Electronic fan regulator hum free step type socket size in the existing switch board. | [11 empty] | SSR 22-23
| Qty.p.8 of M.B.No.1101/A/ZP/20 | [11 empty] | SSR 22-23
|  | 1 | x | 12 | 0 | 0 | 0 | 12 | No |  |  |  | SSR 22-23
SSR 22-23
[9 empty] | No | 278 | 1No | 0 | SSR 22-23
21 | Labour charges for fixing of ceiling fan with regulator including transportation, 3 core wire leads etc complete | [11 empty] | SSR 22-23
| Qty.p.8 of M.B.No.1101/A/ZP/20 | [11 empty] | SSR 22-23
|  | 1 | x | 7 | 0 | 0 | 0 | 7 | No |  |  |  | SSR 22-23
SSR 22-23
[9 empty] | No | 163.065 | 1No | 0 | SSR 22-23
15 | Supply and erecting 19/20mm steel tube down rod of one meter length with bolts & nuts duly painted with matching colour of fan complete | [11 empty] | SSR 22-23
| Qty.p.88 of M.B.No.1101/A/ZP/20 | [11 empty] | SSR 22-23
| Godown | 1 | x | 2 | 0 | 0 | 0 | 2 | No |  |  |  | SSR 22-23
| Secretary room | 1 | x | 1 | 0 | 0 | 0 | 1 | No |  |  |  | SSR 22-23
| Visting Waiting area | 1 | x | 1 | 0 | 0 | 0 | 1 | No |  |  |  | SSR 22-23
SSR 22-23
[9 empty] | No | 161.5 | 1No | 0 | SSR 22-23
31 | Supply and Transportation and fixing of 1200 mm length,Box type powder coatedtube light luminaire with necessary wiring suitable for fixing 2 Nos retrofit T8 LED tubes but without tube and choke | [11 empty] | SSR 22-23
| Qty.p.42 of M.B.No.111/A/ZP/22 |  | 11.01.2024 | [9 empty] | SSR 22-23
|  | 1 | x | 8 | 0 | 0 | 0 | 8 | No |  |  |  | SSR 22-23
SSR 22-23
[8 empty] | 8 | No | 399.94 | 1No | 3200 | SSR 22-23
23 | Supply, transportation and fixing of 20Watt LED Street light Luminaire made of pressure diecast alluminium body with powder coated, having protective toughned glass, Supply Input voltage 120 - 270 V AC, P.F > 0.90, high power LED's System efficacy >110 lm/W and junction temprature < 70°C, with Ingrees protection IP66, | [11 empty] | SSR 22-23
| Qty.p. of M.B.No. | [11 empty] | SSR 22-23
|  | 1 | x | 1 | 0 | 0 | 0 | 1 | No |  |  |  | SSR 22-23
SSR 22-23
[9 empty] | No | 1822 | 1No | 0 | SSR 22-23
29 | Supply and transportation of 60 W LED Street light Luminaire made of pressure diecast alluminium body with powder coated, having protective toughned glass, Supply Input voltage 120 - 270 V AC, P.F > 0.90, high power LED's having System efficacy > 100 lm/W and junction temprature < 70°C, with Ingrees protection IP66, Luminaire performance complies to IS 10322 (Part 5 / Sec-3), Driver surge protection 4KV, external Surge protection 10 KV with optics distribution , THD<10% at 110 Volts AC, driver efficiency >90%, CCT: 3000K - 5700K, minimum CRI>70, etc., | [11 empty] | SSR 22-23
| Qty.p. 16 & 17 of M.B.No.469/A/ZP/20 |  | 10.08.2023 | [9 empty] | SSR 22-23
|  | 1 | x | 1 | 0 | 0 | 0 | 1 | No |  |  |  | SSR 22-23
SSR 22-23
[9 empty] | No | 5428 | 1No | 0 | SSR 22-23
16 | Supply of 9" (225mm), Light duty exhaust fan with double ball bearing and wire guard etc complete. | [11 empty] | SSR 22-23
| To be done | [11 empty] | SSR 22-23
|  | 1 | x | 1 | 0 | 0 | 0 | 1 | No |  |  |  | SSR 22-23
SSR 22-23
[9 empty] | No | 1634 | 1No | 0 | SSR 22-23
32 | Supply and fixing SPN Distribution board with IP-20 protection suitable for single phase Earth Leakage Circute Braker (ELCB) / Residual Current Circute Braker (RCCB) / Double Pole (DP) Isolator as incomer and 10kA SP MCBs as out going including internal connections and labour charges for surface / flush mounting etc., complete. | [11 empty] | SSR 22-23
| Qty.p.42 of M.B.No.111/A/ZP/22 |  | 11.01.2024 | [9 empty] | SSR 22-23
|  | 1 | x | 1 | 0 | 0 | 0 | 1 | No |  |  |  | SSR 22-23
SSR 22-23
[8 empty] | 1 | No | 3662 | 1No | 3662 | SSR 22-23
33 | Supply and fixing of 2 Nos of 32A, 240V Porcelain Rewirable Fuse Units of makes : GM / Sputnik / Kundancab / Million / Gold Medal / Vimal / Star / Benlo on 12" x 18" peta board with connections and labour charges etc complete. | [11 empty] | SSR 22-23
| Qty.p.42 of M.B.No.111/A/ZP/22 |  | 11.01.2024 | [9 empty] | SSR 22-23
|  | 1 | x | 1 | 0 | 0 | 0 | 1 | No |  |  |  | SSR 22-23
SSR 22-23
[8 empty] | 1 | No | 1089.96 | 1No | 1090 | SSR 22-23
32 | Providing independent earthling by excavating a pit to a depth of 2.25Mt in all soils, as per size specified in the Data, using 40mm dia 'B' class GI pipe of 2.5 Mtrs length with necessary No.8 G.I. double earth wire and accessories with 18" dia 2" thick hume pipe ring duly providing staggered holes including filling with 20Kg Salt and 40Kg Charcoal or 40Kg bentonite powder in layers and all labour charges etc., complete. | [11 empty] | SSR 22-23
| Qty.p. 18 & 19 of M.B.No.469/A/ZP/20 |  | 10.08.2023 | [9 empty] | SSR 22-23
|  | 1 | x | 1 | 0 | 0 | 0 | 1 | No |  |  |  | SSR 22-23
SSR 22-23
[9 empty] | No | 4142.425 | 1No | 0 | SSR 22-23
34 | Providing Architectural drawing on front elevation of YSR health clinic building with infographics for façade banding as commincated and approved by the government including planning the design making the design template painting lcoal craft painting the illustration painting the colors patterns illustration etc., complete. | [11 empty] | SSR 22-23
| Qty.p.43 of M.B.No.111/A/ZP/22 |  | 19.01.2024 | [9 empty] | SSR 22-23
| Front side | 1 | x | 1 | 13.54 | 3 | 0 | 40.62 | Sqm |  |  |  | SSR 22-23
| Top parapet wall | 1 | x | 1 | 13.54 | 0.75 | 0 | 10.16 | Sqm |  |  |  | SSR 22-23
[8 empty] | 50.78 | Sqm |  |  |  | SSR 22-23
[7 empty] | Ltd to | 31.746 | Sqm | 630 | 1Sqm | 20000 | SSR 22-23
SSR 22-23
40 | Provision Navaratnalu Logo Qty.p.70 of M.B.No.111/A/ZP/22 | [7 empty] | No | 10000 | 1No | 0 | SSR 22-23
316102
35 | Provision for Seigneorage charges | [10 empty] | 18
316120
36 | Provision for QC charges @ 0.50% | [6 empty] | 316102 |  |  |  | 1581
37 | Unforseen items such as if any | [10 empty] | 12299 | 12299
| PART-B TOTAL | [10 empty] | 330000 | 330000
[7 empty] | Deputy Executive Engineer |  |  |  | Assistant Engineer
[7 empty] | PRI Sub Division |  |  |  | Mandal Praja parishad
[7 empty] | Kanigiri |  |  |  | Kanigiri

## steel cal (hidden)
P.No. | 8MM | 10MM | 12MM | 16MM | 20MM
5 | 1266 | 56.7 | 1144.9 | 146 | 0
| 493.74 | 35.15 | 1018.96 | 230.68 | 0 | Footings | 1778.53
22 | 1280.85 | 0 | 352.76 | 84.4 | 0
| 499.53 | 0 | 313.96 | 133.35 | 0 | P.Beam | 946.84
39 | 3528.72 | 284.5 | 398.7 | 209.15 | 0
| 1376.2 | 176.39 | 354.84 | 330.46 | 0 | slab | 2237.89
51 | 256.5 | 0 | 234.6 | 0 | 0
| 100.04 | 0 | 208.79 | 0 | 0 | Lintel | 308.83
52 | 0 | 39.84 | 68.76 | 0 | 0
| 0 | 24.7 | 61.2 | 0 | 0 | sill | 85.9
| #REF! | #REF! | #REF! | #REF! | #REF!

## SEIG P-A
SEIGNEORAGE CHARGES AND MATERIAL ABSTRACT (PART-A)
Name of the Work: Providing Additional Space for Health Staff in Grama Sachivalayam of Baduguleru GP of Kanigiri Mandal
S No | Description of the work | Ground Floor | First Floor | second floor | Total Quantity |  | 40mm Metal | 20mm HBG Chips | 20mm-12mm Chips | Rough Stone | Sand Concrete | Sand Mortar | Sand Plastering | Sand Filling | S.Earth | Bricks | Gravel | Cement Qty in Kg | Cement required
| AS PER SSR 2019-20 |  |  |  | 1
1 | Earthwork Excavation |  |  |  | 0 | M3 | 0 | 0 | 0 | 0 | 0 | 0 | 0 | 0 | 0 | 0 | 0 | 0 | 0
1 | Sand Filling | 87.51 |  |  | 87.51 | M3 | 0 | 0 | 0 | 0 | 0 | 0 | 0 | 87.51 | 0 | 0 | 0 | 0 | 0
2 | Selected Filling | 17.93 |  |  | 17.93 | M3 | 0 | 0 | 0 | 0 | 0 | 0 | 0 | 0 | 17.93 | 0 | 0 | 0 | 0
4 | Gravel filling | 0 |  |  | 0 | M3 | 0 | 0 | 0 | 0 | 0 | 0 | 0 | 0 |  | 0 | 0 | 0 | 0
3 | PCC (1:4:8) | 20.59 |  |  | 20.59 | M3 | 18.53 | 0 | 0 | 0 | 9.27 | 0 | 0 | 0 | 0 | 0 | 0 | 66.71 | 162 | Kg
6 | PCC (1:5:10) | 0 |  |  | 0 | M3 | 0 | 0 | 0 | 0 | 0 | 0 | 0 | 0 | 0 | 0 | 0 | 0 | 129.6 | Kg
4 | RCC Footings | 9.44 |  |  | 9.44 | M3 | 0 | 7.55 | 0 | 0 | 3.78 | 0 | 0 | 0 | 0 | 0 | 0 | 64.19 | 340 | Kg
5 | RCC Pedastals | 1.37 |  |  | 1.37 | M3 | 0 | 1.1 | 0 | 0 | 0.55 | 0 | 0 | 0 | 0 | 0 | 0 | 9.32 | 340 | Kg
6 | RCC Columns | 5.64 | 0 | 0 | 5.64 | M3 | 0 | 4.51 | 0 | 0 | 2.26 | 0 | 0 | 0 | 0 | 0 | 0 | 38.35 | 340 | Kg
7 | RCC Plinth Beam | 6.15 |  |  | 6.15 | M3 | 0 | 4.92 | 0 | 0 | 2.46 | 0 | 0 | 0 | 0 | 0 | 0 | 41.82 | 340 | Kg
8 | RCC Roof Beams | 6.94 | 0 | 0 | 6.94 | M3 | 0 | 5.55 | 0 | 0 | 2.78 | 0 | 0 | 0 | 0 | 0 | 0 | 47.19 | 340 | Kg
9 | RCC Landing Slab 150mm th | 0 | 0 | 0 | 0 | M2 | 0 | 0 | 0 | 0 | 0 | 0 | 0 | 0 | 0 | 0 | 0 | 0 | 340 | Kg
9 | RCC Roof Slab 125mm th | 14.76 | 0 | 0 | 14.76 | M2 | 0 | 11.81 | 0 | 0 | 5.9 | 0 | 0 | 0 | 0 | 0 | 0 | 100.37 | 340 | Kg
10 | RCC Roof Slab 100mm th | 2.21 | 0 | 0 | 2.21 | M2 | 0 | 1.77 | 0 | 0 | 0.88 | 0 | 0 | 0 | 0 | 0 | 0 | 15.03 | 340 | Kg
9 | Precasted slab 50mm | 0 | 0 | 0 | 0 | M2 | 0 | 0 | 0 | 0 | 0 | 0 | 0 | 0 | 0 | 0 | 0 | 0 | 340 | Kg
16 | Precasted slab 25mm | 0 | 0 | 0 | 0 | M2 | 0 | 0 | 0 | 0 | 0 | 0 | 0 | 0 | 0 | 0 | 0 | 0 | 340 | Kg
11 | RCC Lintels | 1.21 | 0 | 0 | 1.21 | M3 | 0 | 0.97 | 0 | 0 | 0.48 | 0 | 0 | 0 | 0 | 0 | 0 | 8.23 | 340 | Kg
12 | RCC Sunshades | 7.5 | 0 | 0 | 7.5 | RM | 0 | 0.23 | 0 | 0 | 0.11 | 0 | 0 | 0 | 0 | 0 | 0 | 1.91 | 12.75 | Kg
13 | Acco Plaster'g CM (1:3) 12mm | 0 | 0 | 0 | 0 | M2 | 0 | 0 | 0 | 0 | 0 | 0 | 0 | 0 | 0 | 0 | 0 | 0 | 7.2 | Kg
12 | Acco Plaster'g CM (1:3) 20mm | 0 | 0 | 0 | 0 | M2 | 0 | 0 | 0 | 0 | 0 | 0 | 0 | 0 | 0 | 0 | 0 | 0 | 10.08 | Kg
13 | Rough stone | 0 |  |  | 0 | M3 | 0 | 0 | 0 | 0 | 0 | 0 | 0 | 0 | 0 |  | 0 | 0 | 59.4 | Kg
13 | BM CM (1:8) Super | 22.57 | 0 | 0 | 22.57 | M3 | 0 | 0 | 0 | 0 | 0 | 4.51 | 0 | 0 | 0 | 11.56 | 0 | 16.25 | 36 | Kg
14 | BM CM (1:6) | 17.52 | 0 | 0 | 17.52 | M3 | 0 | 0 | 0 | 0 | 0 | 3.5 | 0 | 0 | 0 | 8.97 | 0 | 16.82 | 48 | Kg
15 | BM CM (1:4) 115mm | 78.33 | 0 | 0 | 78.33 | M2 | 0 |  | 0 | 0 | 0 | 1.72 | 0 | 0 | 0 | 4.01 | 0 | 11.28 | 7.2 | Kg
16 | Fly cement bricks | 0 | 0 | 0 | 0 | M3 | 0 | 0 | 0 | 0 | 0 | 0 | 0 | 0 | 0 | 0 | 0 | 0 | 24 | Kg
15 | RCM drop wall | 0 | 0 |  | 0 | M2 | 0 | 0 | 0 | 0 | 0 | 0 | 0 | 0 | 0 | 0 | 0 | 0 | 20.89 | Kg
16 | Ceiling Plaster CM (1:3) 12mm | 134.56 | 0 | 0 | 134.56 | M2 | 0 | 0 | 0 | 0 | 0 | 0 | 2.12 | 0 | 0 | 0 | 0 | 19.38 | 7.2 | Kg
2 | Plaster'ing CM (1:5) 12mm th | 0 | 0 | 0 | 0 | M2 | 0 | 0 | 0 | 0 | 0 | 0 | 0 | 0 | 0 | 0 | 0 | 0 | 4.32 | Kg
18 | Plaster'ing 20mm thick single | 0 | 0 | 0 | 0 | M2 | 0 | 0 | 0 | 0 | 0 | 0 | 0 | 0 | 0 | 0 | 0 | 0 | 6.05 | Kg
17 | Plaster'ing 12mm thick double | 263.18 | 0 | 0 | 263.18 | M2 | 0 | 0 | 0 | 0 | 0 | 0 | 3.95 | 0 | 0 | 0 | 0 | 26.79 | 5.09 | Kg
18 | Plaster'ing 20mm thick double | 125.81 | 0 | 0 | 125.81 | M2 | 0 | 0 | 0 | 0 | 0 | 0 | 2.77 | 0 | 0 | 0 | 0 | 14.47 | 5.75 | Kg
21 | CC Steps | 0 | 0 | 0 | 0 | M3 | 0 | 0 | 0 | 0 | 0 | 0 | 0 | 0 | 0 | 0 | 0 | 0 | 340 | Kg
7 | Flooring Vetrified Tiles | 0 | 0 | 0 | 0 | M2 | 0 | 0 | 0 | 0 | 0 | 0 | 0 | 0 | 0 | 0 | 0 | 0 | 6.06 | Kg
8 | Skirting Vetrified Tiles | 0 | 0 | 0 | 0 | M2 | 0 | 0 | 0 | 0 | 0 | 0 | 0 | 0 | 0 | 0 | 0 | 0 | 6.756 | Kg
19 | Flooring Granite stone | 0 | 0 | 0 | 0 | M2 | 0 | 0 | 0 | 0 | 0 | 0 | 0 | 0 | 0 | 0 | 0 | 0 | 7.5 | Kg
20 | Skirting Granite stone | 0 | 0 | 0 | 0 | M2 | 0 | 0 | 0 | 0 | 0 | 0 | 0 | 0 | 0 | 0 | 0 | 0 | 9.06 | Kg
37 | Flooring Terrazo tiles | 0 | 0 | 0 | 0 | M2 | 0 | 0 | 0 | 0 | 0 | 0 | 0 | 0 | 0 | 0 | 0 | 0 | 7.5 | Kg
38 | Skirting Terrazo tiles | 0 | 0 | 0 | 0 | M2 | 0 | 0 | 0 | 0 | 0 | 0 | 0 | 0 | 0 | 0 | 0 | 0 | 6.756 | Kg
11 | Ceramic Tiles Flooring | 0 | 0 | 0 | 0 | M2 | 0 | 0 | 0 | 0 | 0 | 0 | 0 | 0 | 0 | 0 | 0 | 0 | 5.46 | Kg
12 | Daddooing wall tiles | 0 | 0 | 0 | 0 | M2 | 0 | 0 | 0 | 0 | 0 | 0 | 0 | 0 | 0 | 0 | 0 | 0 | 9.06 | Kg
21 | Pressed tiles | 0 | 0 | 0 | 0 | M2 | 0 | 0 | 0 | 0 | 0 | 0 | 0 | 0 | 0 | 0 | 0 | 0 | 2.76 | Kg
5 | Gronolithie Concrete | 0 |  |  | 0 | M3 | 0 | 0 | 0 | 0 | 0 | 0 | 0 | 0 | 0 | 0 | 0 | 0 | 12 | Kg
| Total Qty |  |  |  | 1 |  | 18.53 | 38.41 | 0 | 0 | 28.47 | 9.73 | 8.84 | 87.51 | 17.93 | 24.54 | 0 | 498.11 | Bags
| AS PER SSR 2020-21 |  |  |  | 1
1 | Earthwork Excavation |  |  |  | 0 | M3 | 0 | 0 | 0 | 0 | 0 | 0 | 0 | 0 | 0 | 0 | 0 | 0 | 0
1 | Sand Filling | 0 |  |  | 0 | M3 | 0 | 0 | 0 | 0 | 0 | 0 | 0 | 0 | 0 | 0 | 0 | 0 | 0
8 | Selected Filling | 0 |  |  | 0 | M3 | 0 | 0 | 0 | 0 | 0 | 0 | 0 | 0 | 0 | 0 | 0 | 0 | 0
4 | Gravel filling | 0 |  |  | 0 | M3 | 0 | 0 | 0 | 0 | 0 | 0 | 0 | 0 |  | 0 | 0 | 0 | 0
9 | PCC (1:4:8) | 0 |  |  | 0 | M3 | 0 | 0 | 0 | 0 | 0 | 0 | 0 | 0 | 0 | 0 | 0 | 0 | 162 | Kg
6 | PCC (1:5:10) | 0 |  |  | 0 | M3 | 0 | 0 | 0 | 0 | 0 | 0 | 0 | 0 | 0 | 0 | 0 | 0 | 129.6 | Kg
3 | RCC Footings | 0 |  |  | 0 | M3 | 0 | 0 | 0 | 0 | 0 | 0 | 0 | 0 | 0 | 0 | 0 | 0 | 340 | Kg
4 | RCC Pedastals | 0 |  |  | 0 | M3 | 0 | 0 | 0 | 0 | 0 | 0 | 0 | 0 | 0 | 0 | 0 | 0 | 340 | Kg
5 | RCC Columns | 0 | 0 | 0 | 0 | M3 | 0 | 0 | 0 | 0 | 0 | 0 | 0 | 0 | 0 | 0 | 0 | 0 | 340 | Kg
6 | RCC Plinth Beam | 0 |  |  | 0 | M3 | 0 | 0 | 0 | 0 | 0 | 0 | 0 | 0 | 0 | 0 | 0 | 0 | 340 | Kg
10 | RCC Roof Beams | 0 | 0 | 0 | 0 | M3 | 0 | 0 | 0 | 0 | 0 | 0 | 0 | 0 | 0 | 0 | 0 | 0 | 340 | Kg
14 | RCC Landing Slab 150mm th | 0 | 0 | 0 | 0 | M2 | 0 | 0 | 0 | 0 | 0 | 0 | 0 | 0 | 0 | 0 | 0 | 0 | 340 | Kg
11 | RCC Roof Slab 125mm th | 0 | 0 | 0 | 0 | M2 | 0 | 0 | 0 | 0 | 0 | 0 | 0 | 0 | 0 | 0 | 0 | 0 | 340 | Kg
12 | RCC Roof Slab 100mm th | 0 | 0 | 0 | 0 | M2 | 0 | 0 | 0 | 0 | 0 | 0 | 0 | 0 | 0 | 0 | 0 | 0 | 340 | Kg
9 | Precasted slab 50mm | 0 | 0 | 0 | 0 | M2 | 0 | 0 | 0 | 0 | 0 | 0 | 0 | 0 | 0 | 0 | 0 | 0 | 340 | Kg
16 | Precasted slab 25mm | 0 | 0 | 0 | 0 | M2 | 0 | 0 | 0 | 0 | 0 | 0 | 0 | 0 | 0 | 0 | 0 | 0 | 340 | Kg
13 | RCC Lintels | 0 | 0 | 0 | 0 | M3 | 0 | 0 | 0 | 0 | 0 | 0 | 0 | 0 | 0 | 0 | 0 | 0 | 340 | Kg
14 | RCC Sunshades | 0 | 0 | 0 | 0 | RM | 0 | 0 | 0 | 0 | 0 | 0 | 0 | 0 | 0 | 0 | 0 | 0 | 12.75 | Kg
15 | Acco Plaster'g CM (1:3) 12mm | 0 | 0 | 0 | 0 | M2 | 0 | 0 | 0 | 0 | 0 | 0 | 0 | 0 | 0 | 0 | 0 | 0 | 7.2 | Kg
12 | Acco Plaster'g CM (1:3) 20mm | 0 | 0 | 0 | 0 | M2 | 0 | 0 | 0 | 0 | 0 | 0 | 0 | 0 | 0 | 0 | 0 | 0 | 10.08 | Kg
13 | Rough stone | 0 |  |  | 0 | M3 | 0 | 0 | 0 | 0 | 0 | 0 | 0 | 0 | 0 |  | 0 | 0 | 59.4 | Kg
16 | BM CM (1:8) Super | 0 | 0 | 0 | 0 | M3 | 0 | 0 | 0 | 0 | 0 | 0 | 0 | 0 | 0 | 0 | 0 | 0 | 36 | Kg
17 | BM CM (1:6) | 0 | 0 | 0 | 0 | M3 | 0 | 0 | 0 | 0 | 0 | 0 | 0 | 0 | 0 | 0 | 0 | 0 | 48 | Kg
18 | BM CM (1:4) 115mm | 0 | 0 | 0 | 0 | M2 | 0 |  | 0 | 0 | 0 | 0 | 0 | 0 | 0 | 0 | 0 | 0 | 7.2 | Kg
16 | Fly cement bricks | 0 | 0 | 0 | 0 | M3 | 0 | 0 | 0 | 0 | 0 | 0 | 0 | 0 | 0 | 0 | 0 | 0 | 24 | Kg
14 | RCM drop wall | 0 | 0 |  | 0 | M2 | 0 | 0 | 0 | 0 | 0 | 0 | 0 | 0 | 0 | 0 | 0 | 0 | 20.89 | Kg
19 | Ceiling Plaster CM (1:3) 12mm | 0 | 0 | 0 | 0 | M2 | 0 | 0 | 0 | 0 | 0 | 0 | 0 | 0 | 0 | 0 | 0 | 0 | 7.2 | Kg
2 | Plaster'ing CM (1:5) 12mm th | 0 | 0 | 0 | 0 | M2 | 0 | 0 | 0 | 0 | 0 | 0 | 0 | 0 | 0 | 0 | 0 | 0 | 4.32 | Kg
3 | Plaster'ing 20mm thick single | 0 | 0 | 0 | 0 | M2 | 0 | 0 | 0 | 0 | 0 | 0 | 0 | 0 | 0 | 0 | 0 | 0 | 6.05 | Kg
20 | Plaster'ing 12mm thick double | 0 | 0 | 0 | 0 | M2 | 0 | 0 | 0 | 0 | 0 | 0 | 0 | 0 | 0 | 0 | 0 | 0 | 5.09 | Kg
21 | Plaster'ing 20mm thick double | 0 | 0 | 0 | 0 | M2 | 0 | 0 | 0 | 0 | 0 | 0 | 0 | 0 | 0 | 0 | 0 | 0 | 5.75 | Kg
19 | CC Steps | 0 | 0 | 0 | 0 | M3 | 0 | 0 | 0 | 0 | 0 | 0 | 0 | 0 | 0 | 0 | 0 | 0 | 340 | Kg
19 | Flooring Vetrified Tiles | 0 | 0 | 0 | 0 | M2 | 0 | 0 | 0 | 0 | 0 | 0 | 0 | 0 | 0 | 0 | 0 | 0 | 6.06 | Kg
20 | Skirting Vetrified Tiles | 0 | 0 | 0 | 0 | M2 | 0 | 0 | 0 | 0 | 0 | 0 | 0 | 0 | 0 | 0 | 0 | 0 | 6.756 | Kg
27 | Flooring Granite stone | 0 | 0 | 0 | 0 | M2 | 0 | 0 | 0 | 0 | 0 | 0 | 0 | 0 | 0 | 0 | 0 | 0 | 7.5 | Kg
25 | Skirting Granite stone | 0 | 0 | 0 | 0 | M2 | 0 | 0 | 0 | 0 | 0 | 0 | 0 | 0 | 0 | 0 | 0 | 0 | 9.06 | Kg
21 | Flooring Terrazo tiles | 0 | 0 | 0 | 0 | M2 | 0 | 0 | 0 | 0 | 0 | 0 | 0 | 0 | 0 | 0 | 0 | 0 | 7.5 | Kg
22 | Skirting Terrazo tiles | 0 | 0 | 0 | 0 | M2 | 0 | 0 | 0 | 0 | 0 | 0 | 0 | 0 | 0 | 0 | 0 | 0 | 6.756 | Kg
28 | Ceramic Tiles Flooring | 0 | 0 | 0 | 0 | M2 | 0 | 0 | 0 | 0 | 0 | 0 | 0 | 0 | 0 | 0 | 0 | 0 | 5.46 | Kg
29 | Daddooing wall tiles | 0 | 0 | 0 | 0 | M2 | 0 | 0 | 0 | 0 | 0 | 0 | 0 | 0 | 0 | 0 | 0 | 0 | 9.06 | Kg
22 | Pressed tiles | 0 | 0 | 0 | 0 | M2 | 0 | 0 | 0 | 0 | 0 | 0 | 0 | 0 | 0 | 0 | 0 | 0 | 2.76 | Kg
5 | Gronolithie Concrete | 0 |  |  | 0 | M3 | 0 | 0 | 0 | 0 | 0 | 0 | 0 | 0 | 0 | 0 | 0 | 0 | 12 | Kg
| Total Qty |  |  |  | 1 |  | 0 | 0 | 0 | 0 | 0 | 0 | 0 | 0 | 0 | 0 | 0 | 0 | Bags
| AS PER SSR 2021-22 |  |  |  | 1
1 | Earthwork Excavation |  |  |  | 0 | M3 | 0 | 0 | 0 | 0 | 0 | 0 | 0 | 0 | 0 | 0 | 0 | 0 | 0
1 | Sand Filling | 0 |  |  | 0 | M3 | 0 | 0 | 0 | 0 | 0 | 0 | 0 | 0 | 0 | 0 | 0 | 0 | 0
2 | Selected Filling | 0 |  |  | 0 | M3 | 0 | 0 | 0 | 0 | 0 | 0 | 0 | 0 | 0 | 0 | 0 | 0 | 0
4 | Gravel filling | 0 |  |  | 0 | M3 | 0 | 0 | 0 | 0 | 0 | 0 | 0 | 0 |  | 0 | 0 | 0 | 0
22 | PCC (1:4:8) | 0 |  |  | 0 | M3 | 0 | 0 | 0 | 0 | 0 | 0 | 0 | 0 | 0 | 0 | 0 | 0 | 162 | Kg
6 | PCC (1:5:10) | 0 |  |  | 0 | M3 | 0 | 0 | 0 | 0 | 0 | 0 | 0 | 0 | 0 | 0 | 0 | 0 | 129.6 | Kg
23 | RCC Footings | 0 |  |  | 0 | M3 | 0 | 0 | 0 | 0 | 0 | 0 | 0 | 0 | 0 | 0 | 0 | 0 | 340 | Kg
5 | RCC Pedastals | 0 |  |  | 0 | M3 | 0 | 0 | 0 | 0 | 0 | 0 | 0 | 0 | 0 | 0 | 0 | 0 | 340 | Kg
2 | RCC Columns | 0 | 0 | 0 | 0 | M3 | 0 | 0 | 0 | 0 | 0 | 0 | 0 | 0 | 0 | 0 | 0 | 0 | 340 | Kg
7 | RCC Plinth Beam | 0 |  |  | 0 | M3 | 0 | 0 | 0 | 0 | 0 | 0 | 0 | 0 | 0 | 0 | 0 | 0 | 340 | Kg
3 | RCC Roof Beams | 0 | 0 | 0 | 0 | M3 | 0 | 0 | 0 | 0 | 0 | 0 | 0 | 0 | 0 | 0 | 0 | 0 | 340 | Kg
9 | RCC Landing Slab 150mm th | 0 | 0 | 0 | 0 | M2 | 0 | 0 | 0 | 0 | 0 | 0 | 0 | 0 | 0 | 0 | 0 | 0 | 340 | Kg
4 | RCC Roof Slab 125mm th | 0 | 0 | 0 | 0 | M2 | 0 | 0 | 0 | 0 | 0 | 0 | 0 | 0 | 0 | 0 | 0 | 0 | 340 | Kg
9 | RCC Roof Slab 100mm th | 0 | 0 | 0 | 0 | M2 | 0 | 0 | 0 | 0 | 0 | 0 | 0 | 0 | 0 | 0 | 0 | 0 | 340 | Kg
9 | Precasted slab 50mm | 0 | 0 | 0 | 0 | M2 | 0 | 0 | 0 | 0 | 0 | 0 | 0 | 0 | 0 | 0 | 0 | 0 | 340 | Kg
16 | Precasted slab 25mm | 0 | 0 | 0 | 0 | M2 | 0 | 0 | 0 | 0 | 0 | 0 | 0 | 0 | 0 | 0 | 0 | 0 | 340 | Kg
5 | RCC Lintels | 0 | 0 | 0 | 0 | M3 | 0 | 0 | 0 | 0 | 0 | 0 | 0 | 0 | 0 | 0 | 0 | 0 | 340 | Kg
6 | RCC Sunshades | 0 | 0 | 0 | 0 | RM | 0 | 0 | 0 | 0 | 0 | 0 | 0 | 0 | 0 | 0 | 0 | 0 | 12.75 | Kg
4 | Acco Plaster'g CM (1:3) 12mm | 0 | 0 | 0 | 0 | M2 | 0 | 0 | 0 | 0 | 0 | 0 | 0 | 0 | 0 | 0 | 0 | 0 | 7.2 | Kg
12 | Acco Plaster'g CM (1:3) 20mm | 0 | 0 | 0 | 0 | M2 | 0 | 0 | 0 | 0 | 0 | 0 | 0 | 0 | 0 | 0 | 0 | 0 | 10.08 | Kg
13 | Rough stone | 0 |  |  | 0 | M3 | 0 | 0 | 0 | 0 | 0 | 0 | 0 | 0 | 0 |  | 0 | 0 | 59.4 | Kg
24 | BM CM (1:8) Super | 0 | 0 | 0 | 0 | M3 | 0 | 0 | 0 | 0 | 0 | 0 | 0 | 0 | 0 | 0 | 0 | 0 | 36 | Kg
19 | BM CM (1:6) | 0 | 0 | 0 | 0 | M3 | 0 | 0 | 0 | 0 | 0 | 0 | 0 | 0 | 0 | 0 | 0 | 0 | 48 | Kg
9 | BM CM (1:4) 115mm | 0 | 0 | 0 | 0 | M2 | 0 |  | 0 | 0 | 0 | 0 | 0 | 0 | 0 | 0 | 0 | 0 | 7.2 | Kg
16 | Fly cement bricks | 0 | 0 | 0 | 0 | M3 | 0 | 0 | 0 | 0 | 0 | 0 | 0 | 0 | 0 | 0 | 0 | 0 | 24 | Kg
20 | RCM drop wall | 0 | 0 |  | 0 | M2 | 0 | 0 | 0 | 0 | 0 | 0 | 0 | 0 | 0 | 0 | 0 | 0 | 20.89 | Kg
21 | Ceiling Plaster CM (1:3) 12mm | 0 | 0 | 0 | 0 | M2 | 0 | 0 | 0 | 0 | 0 | 0 | 0 | 0 | 0 | 0 | 0 | 0 | 7.2 | Kg
25 | Plaster'ing CM (1:5) 12mm th | 0 | 0 | 0 | 0 | M2 | 0 | 0 | 0 | 0 | 0 | 0 | 0 | 0 | 0 | 0 | 0 | 0 | 4.32 | Kg
3 | Plaster'ing 20mm thick single | 0 | 0 | 0 | 0 | M2 | 0 | 0 | 0 | 0 | 0 | 0 | 0 | 0 | 0 | 0 | 0 | 0 | 6.05 | Kg
22 | Plaster'ing 12mm thick double | 0 | 0 | 0 | 0 | M2 | 0 | 0 | 0 | 0 | 0 | 0 | 0 | 0 | 0 | 0 | 0 | 0 | 5.09 | Kg
23 | Plaster'ing 20mm thick double | 0 | 0 | 0 | 0 | M2 | 0 | 0 | 0 | 0 | 0 | 0 | 0 | 0 | 0 | 0 | 0 | 0 | 5.75 | Kg
19 | CC Steps | 0 | 0 | 0 | 0 | M3 | 0 | 0 | 0 | 0 | 0 | 0 | 0 | 0 | 0 | 0 | 0 | 0 | 340 | Kg
7 | Flooring Vetrified Tiles | 0 | 0 | 0 | 0 | M2 | 0 | 0 | 0 | 0 | 0 | 0 | 0 | 0 | 0 | 0 | 0 | 0 | 6.06 | Kg
8 | Skirting Vetrified Tiles | 0 | 0 | 0 | 0 | M2 | 0 | 0 | 0 | 0 | 0 | 0 | 0 | 0 | 0 | 0 | 0 | 0 | 6.756 | Kg
9 | Flooring Granite stone | 0 | 0 | 0 | 0 | M2 | 0 | 0 | 0 | 0 | 0 | 0 | 0 | 0 | 0 | 0 | 0 | 0 | 7.5 | Kg
10 | Skirting Granite stone | 0 | 0 | 0 | 0 | M2 | 0 | 0 | 0 | 0 | 0 | 0 | 0 | 0 | 0 | 0 | 0 | 0 | 9.06 | Kg
37 | Flooring Terrazo tiles | 0 | 0 | 0 | 0 | M2 | 0 | 0 | 0 | 0 | 0 | 0 | 0 | 0 | 0 | 0 | 0 | 0 | 7.5 | Kg
38 | Skirting Terrazo tiles | 0 | 0 | 0 | 0 | M2 | 0 | 0 | 0 | 0 | 0 | 0 | 0 | 0 | 0 | 0 | 0 | 0 | 6.756 | Kg
11 | Ceramic Tiles Flooring | 0 | 0 | 0 | 0 | M2 | 0 | 0 | 0 | 0 | 0 | 0 | 0 | 0 | 0 | 0 | 0 | 0 | 5.46 | Kg
12 | Daddooing wall tiles | 0 | 0 | 0 | 0 | M2 | 0 | 0 | 0 | 0 | 0 | 0 | 0 | 0 | 0 | 0 | 0 | 0 | 9.06 | Kg
26 | Pressed tiles | 0 | 0 | 0 | 0 | M2 | 0 | 0 | 0 | 0 | 0 | 0 | 0 | 0 | 0 | 0 | 0 | 0 | 2.76 | Kg
5 | Gronolithie Concrete | 0 |  |  | 0 | M3 | 0 | 0 | 0 | 0 | 0 | 0 | 0 | 0 | 0 | 0 | 0 | 0 | 12 | Kg
| Total Qty |  |  |  | 1 |  | 0 | 0 | 0 | 0 | 0 | 0 | 0 | 0 | 0 | 0 | 0 | 0 | Bags
| AS PER SSR 2022-23 |  |  |  | 1
1 | Earthwork Excavation |  |  |  | 0 | M3 | 0 | 0 | 0 | 0 | 0 | 0 | 0 | 0 | 0 | 0 | 0 | 0 | 0
1 | Sand Filling | 0 |  |  | 0 | M3 | 0 | 0 | 0 | 0 | 0 | 0 | 0 | 0 | 0 | 0 | 0 | 0 | 0
2 | Selected Filling | 0 |  |  | 0 | M3 | 0 | 0 | 0 | 0 | 0 | 0 | 0 | 0 | 0 | 0 | 0 | 0 | 0
4 | Gravel filling | 0 |  |  | 0 | M3 | 0 | 0 | 0 | 0 | 0 | 0 | 0 | 0 |  | 0 | 0 | 0 | 0
1 | PCC (1:4:8) | 0 |  |  | 0 | M3 | 0 | 0 | 0 | 0 | 0 | 0 | 0 | 0 | 0 | 0 | 0 | 0 | 162 | Kg
6 | PCC (1:5:10) | 0 |  |  | 0 | M3 | 0 | 0 | 0 | 0 | 0 | 0 | 0 | 0 | 0 | 0 | 0 | 0 | 129.6 | Kg
4 | RCC Footings | 0 |  |  | 0 | M3 | 0 | 0 | 0 | 0 | 0 | 0 | 0 | 0 | 0 | 0 | 0 | 0 | 340 | Kg
5 | RCC Pedastals | 0 |  |  | 0 | M3 | 0 | 0 | 0 | 0 | 0 | 0 | 0 | 0 | 0 | 0 | 0 | 0 | 340 | Kg
2 | RCC Columns | 0 | 0 | 0 | 0 | M3 | 0 | 0 | 0 | 0 | 0 | 0 | 0 | 0 | 0 | 0 | 0 | 0 | 340 | Kg
7 | RCC Plinth Beam | 0 |  |  | 0 | M3 | 0 | 0 | 0 | 0 | 0 | 0 | 0 | 0 | 0 | 0 | 0 | 0 | 340 | Kg
3 | RCC Roof Beams | 0 | 0 | 0 | 0 | M3 | 0 | 0 | 0 | 0 | 0 | 0 | 0 | 0 | 0 | 0 | 0 | 0 | 340 | Kg
9 | RCC Landing Slab 150mm th | 0 | 0 | 0 | 0 | M2 | 0 | 0 | 0 | 0 | 0 | 0 | 0 | 0 | 0 | 0 | 0 | 0 | 340 | Kg
4 | RCC Roof Slab 125mm th | 0 | 0 | 0 | 0 | M2 | 0 | 0 | 0 | 0 | 0 | 0 | 0 | 0 | 0 | 0 | 0 | 0 | 340 | Kg
9 | RCC Roof Slab 100mm th | 0 | 0 | 0 | 0 | M2 | 0 | 0 | 0 | 0 | 0 | 0 | 0 | 0 | 0 | 0 | 0 | 0 | 340 | Kg
9 | Precasted slab 50mm | 0 | 0 | 0 | 0 | M2 | 0 | 0 | 0 | 0 | 0 | 0 | 0 | 0 | 0 | 0 | 0 | 0 | 340 | Kg
16 | Precasted slab 25mm | 0 | 0 | 0 | 0 | M2 | 0 | 0 | 0 | 0 | 0 | 0 | 0 | 0 | 0 | 0 | 0 | 0 | 340 | Kg
13 | RCC Lintels | 0 | 0 | 0 | 0 | M3 | 0 | 0 | 0 | 0 | 0 | 0 | 0 | 0 | 0 | 0 | 0 | 0 | 340 | Kg
14 | RCC Sunshades | 0 | 0 | 0 | 0 | RM | 0 | 0 | 0 | 0 | 0 | 0 | 0 | 0 | 0 | 0 | 0 | 0 | 12.75 | Kg
4 | Acco Plaster'g CM (1:3) 12mm | 0 | 0 | 0 | 0 | M2 | 0 | 0 | 0 | 0 | 0 | 0 | 0 | 0 | 0 | 0 | 0 | 0 | 7.2 | Kg
12 | Acco Plaster'g CM (1:3) 20mm | 0 | 0 | 0 | 0 | M2 | 0 | 0 | 0 | 0 | 0 | 0 | 0 | 0 | 0 | 0 | 0 | 0 | 10.08 | Kg
13 | Rough stone | 0 |  |  | 0 | M3 | 0 | 0 | 0 | 0 | 0 | 0 | 0 | 0 | 0 |  | 0 | 0 | 59.4 | Kg
2 | BM CM (1:8) Super | 0 | 0 | 0 | 0 | M3 | 0 | 0 | 0 | 0 | 0 | 0 | 0 | 0 | 0 | 0 | 0 | 0 | 36 | Kg
15 | BM CM (1:6) | 0 | 0 | 0 | 0 | M3 | 0 | 0 | 0 | 0 | 0 | 0 | 0 | 0 | 0 | 0 | 0 | 0 | 48 | Kg
16 | BM CM (1:4) 115mm | 0 | 0 | 0 | 0 | M2 | 0 |  | 0 | 0 | 0 | 0 | 0 | 0 | 0 | 0 | 0 | 0 | 7.2 | Kg
16 | Fly cement bricks | 0 | 0 | 0 | 0 | M3 | 0 | 0 | 0 | 0 | 0 | 0 | 0 | 0 | 0 | 0 | 0 | 0 | 24 | Kg
14 | RCM drop wall | 0 | 0 |  | 0 | M2 | 0 | 0 | 0 | 0 | 0 | 0 | 0 | 0 | 0 | 0 | 0 | 0 | 20.89 | Kg
4 | Ceiling Plaster CM (1:3) 12mm | 0 | 0 | 0 | 0 | M2 | 0 | 0 | 0 | 0 | 0 | 0 | 0 | 0 | 0 | 0 | 0 | 0 | 7.2 | Kg
2 | Plaster'ing CM (1:5) 12mm th | 0 | 0 | 0 | 0 | M2 | 0 | 0 | 0 | 0 | 0 | 0 | 0 | 0 | 0 | 0 | 0 | 0 | 4.32 | Kg
3 | Plaster'ing 20mm thick single | 0 | 0 | 0 | 0 | M2 | 0 | 0 | 0 | 0 | 0 | 0 | 0 | 0 | 0 | 0 | 0 | 0 | 6.05 | Kg
5 | Plaster'ing 12mm thick double | 0 | 0 | 0 | 0 | M2 | 0 | 0 | 0 | 0 | 0 | 0 | 0 | 0 | 0 | 0 | 0 | 0 | 5.09 | Kg
17 | Plaster'ing 20mm thick double | 0 | 0 | 0 | 0 | M2 | 0 | 0 | 0 | 0 | 0 | 0 | 0 | 0 | 0 | 0 | 0 | 0 | 5.75 | Kg
19 | CC Steps | 0 | 0 | 0 | 0 | M3 | 0 | 0 | 0 | 0 | 0 | 0 | 0 | 0 | 0 | 0 | 0 | 0 | 340 | Kg
20 | Flooring Vetrified Tiles | 0 | 0 | 0 | 0 | M2 | 0 | 0 | 0 | 0 | 0 | 0 | 0 | 0 | 0 | 0 | 0 | 0 | 6.06 | Kg
21 | Skirting Vetrified Tiles | 0 | 0 | 0 | 0 | M2 | 0 | 0 | 0 | 0 | 0 | 0 | 0 | 0 | 0 | 0 | 0 | 0 | 6.756 | Kg
19 | Flooring Granite stone | 87.66 | 0 | 0 | 87.66 | M2 | 0 | 0 | 0 | 0 | 0 | 1.23 | 0 | 0 | 0 | 0 | 0 | 13.15 | 7.5 | Kg
20 | Skirting Granite stone | 6.73 | 0 | 0 | 6.73 | M2 | 0 | 0 | 0 | 0 | 0 | 0.08 | 0 | 0 | 0 | 0 | 0 | 1.22 | 9.06 | Kg
37 | Flooring Terrazo tiles | 0 | 0 | 0 | 0 | M2 | 0 | 0 | 0 | 0 | 0 | 0 | 0 | 0 | 0 | 0 | 0 | 0 | 7.5 | Kg
38 | Skirting Terrazo tiles | 0 | 0 | 0 | 0 | M2 | 0 | 0 | 0 | 0 | 0 | 0 | 0 | 0 | 0 | 0 | 0 | 0 | 6.756 | Kg
21 | Ceramic Tiles Flooring | 4.2 | 0 | 0 | 4.2 | M2 | 0 | 0 | 0 | 0 | 0 | 0.05 | 0 | 0 | 0 | 0 | 0 | 0.46 | 5.46 | Kg
22 | Daddooing wall tiles | 17.67 | 0 | 0 | 17.67 | M2 | 0 | 0 | 0 | 0 | 0 | 0.21 | 0 | 0 | 0 | 0 | 0 | 3.2 | 9.06 | Kg
22 | Pressed tiles | 0 | 0 | 0 | 0 | M2 | 0 | 0 | 0 | 0 | 0 | 0 | 0 | 0 | 0 | 0 | 0 | 0 | 2.76 | Kg
5 | Gronolithie Concrete | 0 |  |  | 0 | M3 | 0 | 0 | 0 | 0 | 0 | 0 | 0 | 0 | 0 | 0 | 0 | 0 | 12 | Kg
| Total Qty |  |  |  | 1 |  | 0 | 0 | 0 | 0 | 0 | 1.57 | 0 | 0 | 0 | 0 | 0 | 18.03 | Bags
| Grand total |  |  |  | 1 |  | 18.53 | 38.41 | 0 | 0 | 28.47 | 11.3 | 8.84 | 87.51 | 17.93 | 24.54 | 0 | 516.14
[5 empty] | Rate / M3 |  | 90 | 90 | 90 | 90 | 100 | 100 | 100 | 100 | 45 | 80 | 45 | 25.81 | MT
[6 empty] | Rs | 1668 | 3457 | 0 | 0 | 2847 | 1130 | 884 | 8751 | 807 | 1963 | 0
[5 empty] | Total | Rs | 21507
[12 empty] | Deputy Executive Engineer |  |  |  |  | Assistant Engineer
[12 empty] | PRI Sub Division |  |  |  |  | Mandal Praja parishad
[12 empty] | Kanigiri |  |  |  |  | Kanigiri

## SEIG P-B
SEIGNEORAGE CHARGES AND MATERIAL ABSTRACT (PART-B)
Name of the Work: Providing Additional Space for Health Staff in Grama Sachivalayam of Baduguleru GP of Kanigiri Mandal
S No | Description of the work | Ground Floor | First Floor | second floor | Total Quantity |  | 40mm Metal | 20mm HBG Chips | 20mm-12mm Chips | Rough Stone | Sand Concrete | Sand Mortar | Sand Plastering | Sand Filling | S.Earth | Bricks | Gravel | Cement Qty in Kg | Cement required
1 | Earthwork Excavation |  |  |  | 0 | M3 | 0 | 0 | 0 | 0 | 0 | 0 | 0 | 0 | 0 | 0 | 0 | 0 | 0
1 | Sand Filling | 0 |  |  | 0 | M3 | 0 | 0 | 0 | 0 | 0 | 0 | 0 | 0 | 0 | 0 | 0 | 0 | 0
2 | Selected Filling | 0 |  |  | 0 | M3 | 0 | 0 | 0 | 0 | 0 | 0 | 0 | 0 | 0 | 0 | 0 | 0 | 0
4 | Gravel filling | 0 |  |  | 0 | M3 | 0 | 0 | 0 | 0 | 0 | 0 | 0 | 0 |  | 0 | 0 | 0 | 0
1 | PCC (1:4:8) | 0 |  |  | 0 | M3 | 0 | 0 | 0 | 0 | 0 | 0 | 0 | 0 | 0 | 0 | 0 | 0 | 162 | Kg
6 | PCC (1:5:10) | 0 |  |  | 0 | M3 | 0 | 0 | 0 | 0 | 0 | 0 | 0 | 0 | 0 | 0 | 0 | 0 | 129.6 | Kg
4 | RCC Footings | 0 |  |  | 0 | M3 | 0 | 0 | 0 | 0 | 0 | 0 | 0 | 0 | 0 | 0 | 0 | 0 | 340 | Kg
5 | RCC Pedastals | 0 |  |  | 0 | M3 | 0 | 0 | 0 | 0 | 0 | 0 | 0 | 0 | 0 | 0 | 0 | 0 | 340 | Kg
2 | RCC Columns | 0 | 0 | 0 | 0 | M3 | 0 | 0 | 0 | 0 | 0 | 0 | 0 | 0 | 0 | 0 | 0 | 0 | 340 | Kg
7 | RCC Plinth Beam | 0 |  |  | 0 | M3 | 0 | 0 | 0 | 0 | 0 | 0 | 0 | 0 | 0 | 0 | 0 | 0 | 340 | Kg
3 | RCC Roof Beams | 0 | 0 | 0 | 0 | M3 | 0 | 0 | 0 | 0 | 0 | 0 | 0 | 0 | 0 | 0 | 0 | 0 | 340 | Kg
9 | RCC Landing Slab 150mm th | 0 | 0 | 0 | 0 | M2 | 0 | 0 | 0 | 0 | 0 | 0 | 0 | 0 | 0 | 0 | 0 | 0 | 340 | Kg
4 | RCC Roof Slab 125mm th | 0 | 0 | 0 | 0 | M2 | 0 | 0 | 0 | 0 | 0 | 0 | 0 | 0 | 0 | 0 | 0 | 0 | 340 | Kg
9 | RCC Roof Slab 100mm th | 0 | 0 | 0 | 0 | M2 | 0 | 0 | 0 | 0 | 0 | 0 | 0 | 0 | 0 | 0 | 0 | 0 | 340 | Kg
9 | Precasted slab 50mm | 0 | 0 | 0 | 0 | M2 | 0 | 0 | 0 | 0 | 0 | 0 | 0 | 0 | 0 | 0 | 0 | 0 | 340 | Kg
16 | Precasted slab 25mm | 0 | 0 | 0 | 0 | M2 | 0 | 0 | 0 | 0 | 0 | 0 | 0 | 0 | 0 | 0 | 0 | 0 | 340 | Kg
5 | RCC Lintels | 0 | 0 | 0 | 0 | M3 | 0 | 0 | 0 | 0 | 0 | 0 | 0 | 0 | 0 | 0 | 0 | 0 | 340 | Kg
6 | RCC Sunshades | 0 | 0 | 0 | 0 | RM | 0 | 0 | 0 | 0 | 0 | 0 | 0 | 0 | 0 | 0 | 0 | 0 | 12.75 | Kg
4 | Acco Plaster'g CM (1:3) 12mm | 0 | 0 | 0 | 0 | M2 | 0 | 0 | 0 | 0 | 0 | 0 | 0 | 0 | 0 | 0 | 0 | 0 | 7.2 | Kg
12 | Acco Plaster'g CM (1:3) 20mm | 0 | 0 | 0 | 0 | M2 | 0 | 0 | 0 | 0 | 0 | 0 | 0 | 0 | 0 | 0 | 0 | 0 | 10.08 | Kg
13 | Rough stone | 0 |  |  | 0 | M3 | 0 | 0 | 0 | 0 | 0 | 0 | 0 | 0 | 0 |  | 0 | 0 | 59.4 | Kg
2 | BM CM (1:8) Super | 0 | 0 | 0 | 0 | M3 | 0 | 0 | 0 | 0 | 0 | 0 | 0 | 0 | 0 | 0 | 0 | 0 | 36 | Kg
2 | BM CM (1:6) | 0 | 0 | 0 | 0 | M3 | 0 | 0 | 0 | 0 | 0 | 0 | 0 | 0 | 0 | 0 | 0 | 0 | 48 | Kg
9 | BM CM (1:4) 115mm | 0 | 0 | 0 | 0 | M2 | 0 |  | 0 | 0 | 0 | 0 | 0 | 0 | 0 | 0 | 0 | 0 | 7.2 | Kg
16 | Fly cement bricks | 0 | 0 | 0 | 0 | M3 | 0 | 0 | 0 | 0 | 0 | 0 | 0 | 0 | 0 | 0 | 0 | 0 | 24 | Kg
14 | RCM drop wall | 0 | 0 |  | 0 | M2 | 0 | 0 | 0 | 0 | 0 | 0 | 0 | 0 | 0 | 0 | 0 | 0 | 20.89 | Kg
2 | Ceiling Plaster CM (1:3) 12mm | 0 | 0 | 0 | 0 | M2 | 0 | 0 | 0 | 0 | 0 | 0 | 0 | 0 | 0 | 0 | 0 | 0 | 7.2 | Kg
3 | Plaster'ing CM (1:5) 12mm th | 0 | 0 | 0 | 0 | M2 | 0 | 0 | 0 | 0 | 0 | 0 | 0 | 0 | 0 | 0 | 0 | 0 | 4.32 | Kg
1 | Plaster'ing 20mm thick single | 0 | 0 | 0 | 0 | M2 | 0 | 0 | 0 | 0 | 0 | 0 | 0 | 0 | 0 | 0 | 0 | 0 | 6.05 | Kg
3 | Plaster'ing 12mm thick double | 0 | 0 | 0 | 0 | M2 | 0 | 0 | 0 | 0 | 0 | 0 | 0 | 0 | 0 | 0 | 0 | 0 | 5.09 | Kg
6 | Plaster'ing 20mm thick double | 0 | 0 | 0 | 0 | M2 | 0 | 0 | 0 | 0 | 0 | 0 | 0 | 0 | 0 | 0 | 0 | 0 | 5.75 | Kg
2 | CC Steps | 0 | 0 | 0 | 0 | M3 | 0 | 0 | 0 | 0 | 0 | 0 | 0 | 0 | 0 | 0 | 0 | 0 | 340 | Kg
1 | Flooring Vetrified Tiles | 0 | 0 | 0 | 0 | M2 | 0 | 0 | 0 | 0 | 0 | 0 | 0 | 0 | 0 | 0 | 0 | 0 | 6.06 | Kg
2 | Skirting Vetrified Tiles | 0 | 0 | 0 | 0 | M2 | 0 | 0 | 0 | 0 | 0 | 0 | 0 | 0 | 0 | 0 | 0 | 0 | 6.756 | Kg
9 | Flooring Granite stone | 0 | 0 | 0 | 0 | M2 | 0 | 0 | 0 | 0 | 0 | 0 | 0 | 0 | 0 | 0 | 0 | 0 | 7.5 | Kg
10 | Skirting Granite stone | 0 | 0 | 0 | 0 | M2 | 0 | 0 | 0 | 0 | 0 | 0 | 0 | 0 | 0 | 0 | 0 | 0 | 9.06 | Kg
37 | Flooring Terrazo tiles | 0 | 0 | 0 | 0 | M2 | 0 | 0 | 0 | 0 | 0 | 0 | 0 | 0 | 0 | 0 | 0 | 0 | 7.5 | Kg
38 | Skirting Terrazo tiles | 0 | 0 | 0 | 0 | M2 | 0 | 0 | 0 | 0 | 0 | 0 | 0 | 0 | 0 | 0 | 0 | 0 | 6.756 | Kg
3 | Ceramic Tiles Flooring | 0 | 0 | 0 | 0 | M2 | 0 | 0 | 0 | 0 | 0 | 0 | 0 | 0 | 0 | 0 | 0 | 0 | 5.46 | Kg
4 | Daddooing wall tiles | 0 | 0 | 0 | 0 | M2 | 0 | 0 | 0 | 0 | 0 | 0 | 0 | 0 | 0 | 0 | 0 | 0 | 9.06 | Kg
1 | Pressed tiles | 22.14 | 0 | 0 | 22.14 | M2 | 0 | 0 | 0 | 0 | 0 | 0.18 | 0 | 0 | 0 | 0 | 0 | 1.22 | 2.76 | Kg
5 | Gronolithie Concrete | 0 |  |  | 0 | M3 | 0 | 0 | 0 | 0 | 0 | 0 | 0 | 0 | 0 | 0 | 0 | 0 | 12 | Kg
| Total Qty |  |  |  | 1 |  | 0 | 0 | 0 | 0 | 0 | 0.18 | 0 | 0 | 0 | 0 | 0 | 1.22 | Bags
[5 empty] | Rate / M3 |  | 90 | 90 | 90 | 90 | 100 | 100 | 100 | 100 | 45 | 80 | 45 | 0.06 | MT
[6 empty] | Rs | 0 | 0 | 0 | 0 | 0 | 18 | 0 | 0 | 0 | 0 | 0
[5 empty] | Total | Rs | 18
[12 empty] | Deputy Executive Engineer |  |  |  |  | Assistant Engineer
[12 empty] | PRI Sub Division |  |  |  |  | Mandal Praja parishad
[12 empty] | Kanigiri |  |  |  |  | Kanigiri

## Differ- Material
DIFFERENCE IN COST OF MATERIAL RATES
Name of the Work: Providing Additional Space for Health Staff in Grama Sachivalayam of Baduguleru GP of Kanigiri Mandal
|  |  | Est Rs. | 20.80 Lakhs
S.No | Type of Material | Quantity | Rate | Unit | Amount
1 | 2 | 3 | 4 | 5 | 6
CEMENT
1 | (As per working)
| Cement (ssr 2019-20) | 498.11 | 235 | 1Bag | 117056
| Cement (ssr 2020-21) | 0 | 235 | 1Bag | 0
| Cement (ssr 2021-22) | 0 | 235 | 1Bag | 0
| Cement (ssr 2022-23) | 18.03 | 235 | 1Bag | 4237
|  | 516.14 |  |  | 121293
(As per Bill)
| Cement | 336.14 | 235 | 1Bag | 78994
| Cement | 180 | 260 | 1Bag | 46800
125794
| Cement Difference |  |  |  | 4501
SAND FOR FILLING
2 | (As per working)
| Sand filling(ssr 2019-20) | 87.51 | 1249.8 | 1Cum | 109370
| Sand filling(ssr 2020-21) | 0 | 1316.6 | 1Cum | 0
| Sand filling(ssr 2021-22) | 0 | 1503.4 | 1Cum | 0
| Sand filling(ssr 2022-23) | 0 | 1576 | 1Cum | 0
|  | 87.51 |  |  | 109370
(As per Bill)
| Sand filling | 87.51 | 292.4 | 1Cum | 25588
| Sand filling |  | 536.4 | 1Cum | 0
25588
| Sand filling Difference |  |  |  | -83782
SAND (DEPARTMENT SUPPLY)
2 | (As per Bill)
| Sand cost |  | 375 | 1MT | 0
| Conveyance of sand |  | 739.6 | 1Cum | 0
0
| Sand Difference amount |  |  |  | 0
SAND FOR MORTOR
1 | (As per working)
| Sand for Mortor (ssr 2019-20) | 18.57 | 1464.8 | 1Cum | 27201
| Sand for Mortor (ssr 2020-21) | 0 | 1546.6 | 1Cum | 0
| Sand for Mortor (ssr 2021-22) | 0 | 1743.4 | 1Cum | 0
| Sand for Mortor (ssr 2022-23) | 1.57 | 1816 | 1Cum | 2851
|  | 20.14 |  |  | 30052
(As per Bill)
| Sand for Mortor | 6.07 | 984.9 | 1Cum | 5978
| Sand for Mortor | 14.07 | 2098 | 1Cum | 29519 | -29519 | 134km | 1436.5 | 760
| Sand for Mortor |  | 321 | 1Cum | 0 | 2851 | 134km | 1436.5 | 760
35497
| Sand for Mortor Difference |  |  |  | 5445
SAND FOR CONCRETE
2 | (As per working)
| Sand for Concrete (ssr 2019-20) | 28.47 | 1384.8 | 1Cum | 39425
| Sand for Concrete (ssr 2020-21) | 0 | 1451.6 | 1Cum | 0
| Sand for Concrete (ssr 2021-22) | 0 | 1648.4 | 1Cum | 0
| Sand for Concrete (ssr 2022-23) | 0 | 1721 | 1Cum | 0
|  | 28.47 |  |  | 39425
(As per Bill)
| Sand for Concrete | 28.47 | 2098 | 1Cum | 59730
| Sand for Concrete |  | 1742 | 1Cum | 0 | 0
59730
| Sand for Concrete Difference |  |  |  | 20305
20 to 12mm graded material
5 | (As per working)
| 20-12 mm Material (ssr 2019-20) | 38.41 | 1722.3 | 1Cum | 66154
| 20-12 mm Material (ssr 2020-21) | 0 | 1799.05 | 1Cum | 0
| 20-12 mm Material (ssr 2021-22) | 0 | 1876.23 | 1Cum | 0
| 20-12 mm Material (ssr 2022-23) | 0 | 2046.91 | 1Cum | 0
|  | 38.41 |  |  | 66154
(As per Bill)
| 20-12 mm Graded Material | 38.41 | 1722.3 | 1Cum | 66154
| 20-12 mm Graded Material | 0 | 2182.9 | 1Cum | 0
66154
| 20-12 mm Graded Material Difference |  |  |  | 0
40MM HBG Material
6 | (As per working)
| 40mm HBG Material (ssr 2019-20) | 18.53 | 1375.8 | 1Cum | 25494
| 40mm HBG Material (ssr 2020-21) | 0 | 1436.8 | 1Cum | 0
| 40mm HBG Material (ssr 2021-22) | 0 | 1436.8 | 1Cum | 0
| 40mm HBG Material (ssr 2022-23) | 0 | 1436.8 | 1Cum | 0
|  | 18.53 |  |  | 25494
(As per Bill)
| 40mm HBG Material | 18.53 | 1375.8 | 1Cum | 25494
|  |  | 1730.8 | 1Cum | 0
25494
| 40mm HBG Material Difference |  |  |  | 0
| Total amount difference amount in cost of sand (1+2+3) |  |  |  | -53531
DIFFERENCE IN COST OF STEEL RATES
HYSD -500 steel
1 | (As per working)
As per SSR 2019-20
| HYSD -fe 500 steel -GF | 4.25 | 48970 | 1MT | 208123
| HYSD -500 steel -FF | 0 | 48970 | 1MT | 0
| HYSD -500 steel -SF | 0 | 48970 | 1MT | 0
As per SSR 2020-21
| HYSD -500 steel -GF | 0 | 48380 | 1MT | 0
| HYSD -500 steel -FF | 0 | 48380 | 1MT | 0
| HYSD -500 steel -SF | 0 | 48380 | 1MT | 0
As per SSR 2021-22
| HYSD -500 steel -GF | 0 | 64310 | 1MT | 0
| HYSD -500 steel -FF | 0 | 64310 | 1MT | 0
| HYSD -500 steel -SF | 0 | 64310 | 1MT | 0
As per SSR 2022-23
| HYSD -500 steel -GF | 0 | 75520 | 1MT | 0
| HYSD -500 steel -FF | 0 | 75520 | 1MT | 0
| HYSD -500 steel -SF | 0 | 75520 | 1MT | 0
|  | 4.25 |  |  | 208123
(As per Bill)
| HYSD -fe 500 steel | 2.22 | 62540 | 1MT | 138839
| HYSD -fe 500 steel | 1.82 | 63720 | 1MT | 115970
| HYSD -fe 500 steel | 0.21 | 84960 | 1MT | 17842
| HYSD -fe 500 steel | 0 | 71980 | 1MT | 0
| HYSD -fe 500 steel |  | 75520 | 1MT | 0
| HYSD -500 steel |  | 35000 | 1MT | 0
|  | 4.25 |  |  | 272651
| HYSD -500 steel |  |  |  | 64528
|  | Deputy Executive Engineer |  | Assistant Engineer
|  | PRI Sub Division |  | Mandal Praja parishad
|  | Kanigiri |  | Kanigiri

## lead 19-20
LEAD STATEMENT (2019-20)
| Name of the Work: | Providing Additional Space for Health Staff in Grama Sachivalayam of Baduguleru GP of Kanigiri Mandal
|  | Lead Chart based on Common SOR-2019-20 | [9 empty] | Sand | 85
| Work ID | No: 087043102002090039 | [6 empty] | Est. Rs. | 20.80 Lakhs |  | Metal | 50
Sl. No. | Description | unit | Quarry | Lead in KM | Convey-ance Charges | Initial Cost | Blasting charges | Crushing charges | Loading charges | unloading charges | Total | Brick | 48
[12 empty] | Tiles | 72
1 | 2 | 3 | 4 | 5 | 6 | 7 | 8 | 9 | 10 | 11 | 13
1 | Cement | MT | Local | - | 0 | 4700 |  |  |  |  | 4700
2 | Steel Fe 500 | MT | Local | - | 0 | 41500 |  | 7470 |  |  | 48970
3 | MS Flats | MT | Local |  |  | 43000 |  | 7740 |  |  | 50740
4 | 6mm Ms roads | MT | Local |  |  | 39000 |  |  |  |  | 39000
5 | Sand for Mortar (screened) | Cum | K.Bitragunta | 85 | 874.8 | 590 |  |  |  |  | 1464.8
5 | Sand for Mortar (concrete) | Cum | K.Bitragunta | 85 | 874.8 | 510 |  |  |  |  | 1384.8
6 | Sand for Filling | Cum | K.Bitragunta | 85 | 874.8 | 375 |  |  |  |  | 1249.8
7 | Common burnt clay bricks of class | 1000 nos | Motravulapadu | 48 | 853 | 6000 |  |  | 54.8 | 54.8 | 6962.6
8 | 40mm HBG metal SS5, M/C | Cum | Ramatherdham | 50 | 545.8 | 608 | 70 | 152 |  |  | 1375.8
9 | 20mm HBG SS5 M/c chips | Cum | Ramatherdham | 50 | 545.8 | 1016 | 70 | 254 |  |  | 1885.8
10 | Aggregates 12 mm nominal size | Cum | Ramatherdham | 50 | 545.8 | 808 | 70 | 202 |  |  | 1625.8
11 | Aggregates 10mm nominal size | Cum | Ramatherdham | 50 | 545.8 | 680 | 70 | 170 |  |  | 1465.8
12 | Aggregates 6mm nominal size | Cum | Ramatherdham | 50 | 545.8 | 524 | 70 | 131 |  |  | 1270.8
13 | Rough stone | Cum | Ramatherdham | 50 | 545.8 | 250 | 70 |  |  |  | 865.8
14 | High Polished Granite 16 to 18 mm | Sqm | Ramatherdham | 50 | 128.608 | 1991 |  |  |  |  | 2119.608
15 | Roof tiles BMT-D.23 |  | Ongole | 72 | 1217.8 | 18000 |  |  |  |  | 19217.8
16 | Selected earth | Cum | Local | 5 | 75.3 | 86 |  |  |  |  | 161.3
17 | Gravel | Cum | Local | 5 | 75.3 | 113 |  |  |  |  | 188.3
1) | Certified that the above leads are correct to the best of my knowledge.
2) | Certified that the rates are provided as per SSR 2019-20
[7 empty] | Deputy Executive Engineer |  |  | Assistant Engineer
[7 empty] | PRI Sub Division |  |  | Mandal Praja parishad
[7 empty] | Kanigiri |  |  | Kanigiri

## lead 20-21 (hidden)
LEAD STATEMENT (2020-21)
| Name of the Work: | Providing Additional Space for Health Staff in Grama Sachivalayam of Baduguleru GP of Kanigiri Mandal
|  | Lead Chart based on Common SOR-2020-21 | [9 empty] | Sand | 85
| Work ID | No: 087043102002090039 | [6 empty] | Est. Rs. | 20.80 Lakhs |  | Metal | 50
Sl. No. | Description | unit | Quarry | Lead in KM | Convey-ance Charges | Initial Cost | Blasting charges | Crushing charges | Loading charges | unloading charges | Total | Brick | 48
[12 empty] | Tiles | 72
1 | 2 | 3 | 4 | 5 | 6 | 7 | 8 | 9 | 10 | 11 | 13
1 | Cement | MT | Local | - | 0 | 4700 |  |  |  |  | 4700
2 | Steel Fe 500 | MT | Local | - | 0 | 41000 |  | 7380 |  |  | 48380
3 | MS Flats | MT | Local |  |  | 42000 |  | 7560 |  |  | 49560
4 | 6mm Ms roads | MT | Local |  |  | 39500 |  |  |  |  | 39500
5 | Sand for Mortar (screened) | Cum | K.Bitragunta | 85 | 941.6 | 605 |  |  |  |  | 1546.6
5 | Sand for Mortar (concrete) | Cum | K.Bitragunta | 85 | 941.6 | 510 |  |  |  |  | 1451.6
6 | Sand for Filling | Cum | K.Bitragunta | 85 | 941.6 | 375 |  |  |  |  | 1316.6
7 | Common burnt clay bricks of class | 1000 nos | Motravulapadu | 48 | 913.8 | 6000 |  |  | 60 | 60 | 7033.8
8 | 40mm HBG metal SS5, M/C | Cum | Ramatherdham | 50 | 566.8 | 640 | 70 | 160 |  |  | 1436.8
9 | 20mm HBG SS5 M/c chips | Cum | Ramatherdham | 50 | 566.8 | 1064 | 70 | 266 |  |  | 1966.8
10 | Aggregates 12 mm nominal size | Cum | Ramatherdham | 50 | 566.8 | 848 | 70 | 212 |  |  | 1696.8
11 | Aggregates 10mm nominal size | Cum | Ramatherdham | 50 | 566.8 | 716 | 70 | 179 |  |  | 1531.8
12 | Aggregates 6mm nominal size | Cum | Ramatherdham | 50 | 566.8 | 568 | 70 | 142 |  |  | 1346.8
13 | Rough stone | Cum | Ramatherdham | 50 | 566.8 | 255 | 70 |  |  |  | 891.8
14 | High Polished Granite 16 to 18 mm | Sqm | Ramatherdham | 50 | 133.696 | 1991 |  |  |  |  | 2124.696
15 | Roof tiles BMT-D.23 |  | Ongole | 72 | 1305 | 18000 |  |  |  |  | 19305
16 | Selected earth | Cum | Local | 5 | 81.1 | 101 |  |  |  |  | 182.1
17 | Gravel | Cum | Local | 5 | 81.1 | 130 |  |  |  |  | 211.1
1) | Certified that the above leads are correct to the best of my knowledge.
2) | Certified that the rates are provided as per SSR 2020-21
[7 empty] | Deputy Executive Engineer |  |  | Assistant Engineer
[7 empty] | PRI Sub Division |  |  | Mandal Praja parishad
[7 empty] | Kanigiri |  |  | Kanigiri

## lead 21-22 (hidden)
LEAD STATEMENT (2021-22)
| Name of the Work: | Providing Additional Space for Health Staff in Grama Sachivalayam of Baduguleru GP of Kanigiri Mandal
|  | Lead Chart based on Common SOR-2021-22 | [9 empty] | Sand | 85
| Work ID | No: 087043102002090039 | [6 empty] | Est. Rs. | 20.80 Lakhs |  | Metal | 50
Sl. No. | Description | unit | Quarry | Lead in KM | Convey-ance Charges | Initial Cost | Blasting charges | Crushing charges | Loading charges | unloading charges | Total | Brick | 48
[12 empty] | Tiles | 72
1 | 2 | 3 | 4 | 5 | 6 | 7 | 8 | 9 | 10 | 11 | 13
1 | Cement | MT | Local | - | 0 | 4700 |  |  |  |  | 4700
2 | Steel Fe 500 | MT | Local | - | 0 | 54500 |  | 9810 |  |  | 64310
3 | MS Flats | MT | Local |  |  | 52000 |  | 9360 |  |  | 61360
4 | 6mm Ms roads | MT | Local |  |  | 54000 |  |  |  |  | 54000
5 | Sand for Mortar (screened) | Cum | Local vagu | 85 | 1043.4 | 700 |  |  |  |  | 1743.4
5 | Sand for Mortar (concrete) | Cum | Local vagu | 85 | 1043.4 | 605 |  |  |  |  | 1648.4
6 | Sand for Filling | Cum | Local vagu | 85 | 1043.4 | 460 |  |  |  |  | 1503.4
7 | Common burnt clay bricks of class | 1000 nos | Motravulapadu | 48 | 1012.7 | 6400 |  |  | 63.9 | 63.9 | 7540.5
8 | 40mm HBG metal SS5, M/C | Cum | Ramatherdham | 50 | 627.6 | 649 | 70 | 162.25 |  |  | 1508.85
9 | 20mm HBG SS5 M/c chips | Cum | Ramatherdham | 50 | 627.6 | 1079 | 70 | 269.75 |  |  | 2046.35
10 | Aggregates 12 mm nominal size | Cum | Ramatherdham | 50 | 627.6 | 860 | 70 | 215 |  |  | 1772.6
11 | Aggregates 10mm nominal size | Cum | Ramatherdham | 50 | 627.6 | 726 | 70 | 181.5 |  |  | 1605.1
12 | Aggregates 6mm nominal size | Cum | Ramatherdham | 50 | 627.6 | 576 | 70 | 144 |  |  | 1417.6
13 | Rough stone | Cum | Ramatherdham | 50 | 627.6 | 283 | 70 |  |  |  | 980.6
14 | High Polished Granite 16 to 18 mm | Sqm | Ramatherdham | 50 | 147.664 | 1991 |  |  |  |  | 2138.664
15 | Roof tiles BMT-D.23 |  | Ongole | 72 | 1447.1 | 18000 |  |  |  |  | 19447.1
16 | Selected earth | Cum | Local | 5 | 89.9 | 84.75 |  |  |  |  | 174.65
17 | Gravel | Cum | Local | 5 | 89.9 | 138 |  |  |  |  | 227.9
1) | Certified that the above leads are correct to the best of my knowledge.
2) | Certified that the rates are provided as per SSR 2021-22
[7 empty] | Deputy Executive Engineer |  |  | Assistant Engineer
[7 empty] | PRI Sub Division |  |  | Mandal Praja parishad
[7 empty] | Kanigiri |  |  | Kanigiri

## lead 22-23
LEAD STATEMENT (2022-23)
| Name of the Work: | Providing Additional Space for Health Staff in Grama Sachivalayam of Baduguleru GP of Kanigiri Mandal
|  | Lead Chart based on Common SOR-2022-23 | [9 empty] | Sand | 85
| Work ID | No: 087043102002090039 | [6 empty] | Est. Rs. | 20.80 Lakhs |  | Metal | 50
Sl. No. | Description | unit | Quarry | Lead in KM | Convey-ance Charges | Initial Cost | Blasting charges | Crushing charges | Loading charges | unloading charges | Total | Brick | 48
[12 empty] | Tiles | 72
1 | 2 | 3 | 4 | 5 | 6 | 7 | 8 | 9 | 10 | 11 | 13
1 | Cement | MT | Local | - | 0 | 4700 |  |  |  |  | 4700
2 | Steel Fe 500 | MT | Local | - | 0 | 64000 |  | 11520 |  |  | 75520
3 | MS Flats | MT | Local |  |  | 62000 |  | 11160 |  |  | 73160
4 | 6mm Ms roads | MT | Local |  |  | 62000 |  |  |  |  | 62000
5 | Sand for Mortar (screened) | Cum | K.Bitragunta | 85 | 1116 | 700 |  |  |  |  | 1816
5 | Sand for Mortar (concrete) | Cum | K.Bitragunta | 85 | 1116 | 605 |  |  |  |  | 1721
6 | Sand for Filling | Cum | K.Bitragunta | 85 | 1116 | 460 |  |  |  |  | 1576
7 | Common burnt clay bricks of class | 1000 nos | Motravulapadu | 48 | 1079 | 7500 |  |  | 68.5 | 68.5 | 8716
8 | 40mm HBG metal SS5, M/C | Cum | Ramatherdham | 50 | 671.9 | 716 | 70 | 179 |  |  | 1636.9
9 | 20mm HBG SS5 M/c chips | Cum | Ramatherdham | 50 | 671.9 | 1196 | 70 | 299 |  |  | 2236.9
10 | Aggregates 12 mm nominal size | Cum | Ramatherdham | 50 | 671.9 | 952 | 70 | 238 |  |  | 1931.9
11 | Aggregates 10mm nominal size | Cum | Ramatherdham | 50 | 671.9 | 800 | 70 | 200 |  |  | 1741.9
12 | Aggregates 6mm nominal size | Cum | Ramatherdham | 50 | 671.9 | 636 | 70 | 159 |  |  | 1536.9
13 | Rough stone | Cum | Ramatherdham | 50 | 671.9 | 298 | 70 |  |  |  | 1039.9
14 | High Polished Granite 16 to 18 mm | Sqm | Ramatherdham | 50 | 157.744 | 2100 |  |  |  |  | 2257.744
15 | Roof tiles BMT-D.23 |  | Ongole | 72 | 1542.2 | 18000 |  |  |  |  | 19542.2
16 | Selected earth | Cum | Local | 5 | 96 | 93 |  |  |  |  | 189
17 | Gravel | Cum | Local | 5 | 96 | 149 |  |  |  |  | 245
1) | Certified that the above leads are correct to the best of my knowledge.
2) | Certified that the rates are provided as per SSR 2022-23
[7 empty] | Deputy Executive Engineer |  |  | Assistant Engineer
[7 empty] | PRI Sub Division |  |  | Mandal Praja parishad
[7 empty] | Kanigiri |  |  | Kanigiri

## data
SUPPLEMENTAL DATA SHEET
Name of the Work: Providing Additional Space for Health Staff in Grama Sachivalayam of Baduguleru GP of Kanigiri Mandal
|  |  |  | Est.Rs. | 20.80 Lakhs
S No | Index Code | Description of the Work | Unit | Quantity | Rate | Amount
AS PER SSR 2019-20
1 | BLD-CSTN -1-4 | Cement Mortar (1:3) |  |  |  |  | 19-20
|  | Cost of Cement | Kg | 480 | 4700 | 2256 | 19-20
|  | Cost of Cement | cum | 1.05 | 1464.8 | 1538.04 | 19-20
|  | Man Mazdoor for mixing mortar | day | 0.2 | 420 | 84 | 19-20
[6 empty] | 3878.04 | 19-20
2 | BLD-CSTN -1-5 | Cement Mortar (1:4) |  |  |  |  | 19-20
|  | Cost of Cement | Kg | 360 | 4700 | 1692 | 19-20
|  | Sand for Plastering including 5% wastage | cum | 1.05 | 1464.8 | 1538.04 | 19-20
|  | Man Mazdoor for mixing mortar | day | 0.2 | 420 | 84 | 19-20
[6 empty] | 3314.04 | 19-20
2 | BLD-CSTN -1-6 | Cement Mortar (1:5) |  |  |  |  | 19-20
|  | Cost of Cement | Kg | 288 | 4700 | 1353.6 | 19-20
|  | Sand for Plastering including 5% wastage | cum | 1.05 | 1464.8 | 1538.04 | 19-20
|  | Man Mazdoor for mixing mortar | day | 0.2 | 420 | 84 | 19-20
[6 empty] | 2975.64 | 19-20
4 | BLD-CSTN -1-7 | Cement Mortar (1:6) |  |  |  |  | 19-20
|  | Cost of Cement | Kg | 240 | 4700 | 1128 | 19-20
|  | Sand for Mortar including 5% wastage | cum | 1.05 | 1464.8 | 1538.04 | 19-20
|  | Man Mazdoor for mixing mortar | day | 0.2 | 420 | 84 | 19-20
[6 empty] | 2750.04 | 19-20
5 | BLD-CSTN -1-8 | Cement Mortar (1:8) |  |  |  |  | 19-20
|  | Cost of Cement | Kg | 180 | 4700 | 846 | 19-20
|  | Sand for Mortar including 5% wastage | cum | 1.05 | 1464.8 | 1538.04 | 19-20
|  | Man Mazdoor for mixing mortar | day | 0.2 | 420 | 84 | 19-20
[6 empty] | 2468.04 | 19-20
2 |  | 20 mm GRADED METAL( CW 07 20 mm(48%) and 12 mm(12%)10 mm(12%) 6 mm(8)% (34822)) |  |  |  |  | 19-20
|  | 20 mm HBG metal(SS 5) | 0.6 | 1885.8 | 1131.48 |  | 19-20
|  | 12 mm HBG metal(SS 5) | 0.15 | 1625.8 | 243.87 |  | 19-20
|  | 10 mm HBG metal(SS 5) | 0.15 | 1465.8 | 219.87 |  | 19-20
|  | 6 mm HBG metal(SS 5) | 0.1 | 1270.8 | 127.08 |  | 19-20
|  | Rate per Cum |  |  | 1722.3 |  | 19-20
19-20
1 |  | Clearing light jungle including up-rooting and removing of Juliflora stumps. |  |  |  |  | 19-20
|  | Unit = Cum |  |  |  |  | 19-20
|  | RSSR 19-20 |  |  |  |  | 19-20
|  | Unskilled Labour Charges |  |  |  | 5.22 | 19-20
|  | Rate per 1 Cum |  |  |  | 5.22 | 19-20
3 |  | Engaging Unskilled Labour for Earth work excavation and depositing on bank with an initial lead & initial lift in Loamy and Clayey soils like BC Soils, Red Earth Soils (Ordinary Soils) |  |  |  |  | 19-20
|  | Unit = Cum |  |  |  |  | 19-20
|  | RSSR 19-20 |  |  |  |  | 19-20
|  | Unskilled Labour Charges |  |  |  | 124.24 | 19-20
|  | Rate per 1 Cum |  |  |  | 124.24 | 19-20
3 | RBR-FNDN - 2- (I) Amendment as per 2015-16 | Filling with Sand in trenches, sides of foundations & basement by watering and ramming including all operational, incidental, labour charges, hire charges of T&P etc complete including cost and conveyance of material and labour charges etc complete for finished item of the work (APSS No 309& 310) per 1 Cum |  |  |  |  | 19-20
|  | Unit = Cum |  |  |  |  | 19-20
|  | Taking Output 6 Cum |  |  |  |  | 19-20
| a) | Labour |  |  |  |  | 19-20
|  | Mazdoor (Un-Skilled) | day | 0.31 | 420 | 130.2 | 19-20
| b) | Material |  |  |  |  | 19-20
|  | Sand for filling | Cum | 6 | 1249.8 | 7498.8 | 19-20
|  | Rate per 6 Cum |  |  |  | 7629
|  | Rate per 1 Cum |  |  |  | 1271.5 | 19-20
4 | RBR-FNDN -2- (I) Amendment as per 2015-16 | Filling Basement with Selected earth in trenches, sides of foundations & basement by watering and ramming including all operational, incidental, labour charges, hire charges of T&P etc complete including cost and conveyance of material and labour charges etc complete for finished item of the work (APSS No 309& 310) per 1 Cum |  |  |  |  | 19-20
|  | Unit = 6 Cum |  |  |  |  | 19-20
| a) | Labour |  |  |  |  | 19-20
|  | Mazdoor (Un-Skilled) | day | 0.31 | 420 | 130.2 | 19-20
| b) | Material |  |  |  |  | 19-20
|  | Selected earth | Cum | 6 | 161.3 | 967.8 | 19-20
|  | Rate per 6 Cum |  |  |  | 1098 | 19-20
|  | Rate per 1 Cum |  |  |  | 183 | 19-20
10 | RBR-FNDN -2- (I) Amendment as per 2015-16 | Filling Basement with Gravel in trenches, sides of foundations & basement by watering and ramming including all operational, incidental, labour charges, hire charges of T&P etc complete including cost and conveyance of material and labour charges etc complete for finished item of the work (APSS No 309& 310) per 1 Cum |  |  |  |  | 19-20
|  | Unit = 6 Cum |  |  |  |  | 19-20
| a) | Labour |  |  |  |  | 19-20
|  | Mazdoor (Un-Skilled) | day | 0.31 | 420 | 130.2 | 19-20
| b) | Material |  |  |  |  | 19-20
|  | Gravel filling | Cum | 6 | 188.3 | 1129.8 | 19-20
|  | Rate per 6 Cum |  |  |  | 1260 | 19-20
|  | Rate per 1 Cum |  |  |  | 210 | 19-20
5 | BLD-CSTN-2-9 Amendment as per 2015-16 | Filling in foundation with excavated soil as per drawing and technical specification Clause 305.3.9 MORD & 304 MORTH. |  |  |  |  | 19-20
|  | Taking output-6 Cum |  |  |  |  | 19-20
|  | Mazdoor | day | 3.12 | 420 | 1310.4 | 19-20
|  | water (including for curing) | Kl | 0.72 | 80 | 57.6 | 19-20
|  | Rate per 6 cum |  |  |  | 1368 | 19-20
|  | Rate per 6 cum |  |  |  | 228 | 19-20
6 | BLD-CSTN-2-5 | Plain Cement Concrete (1:4:8) proportion Nominal mix for foundations using 40mm size SS-5 metal including cost and conveyance of all materials and curing charges, labour charges, machine mixing and laying concrete in foundations ramming etc complete for Bed Concrete (APSS No 402) |  |  |  |  | 19-20
|  | A. Materials |  |  |  |  | 19-20
|  | Cost of Cement | Kg | 162 | 4700 | 761.4 | 19-20
|  | Coarse aggregate 40mm metal | cum | 0.9 | 1375.8 | 1238.22 | 19-20
|  | Sand for Concrete | cum | 0.45 | 1384.8 | 623.16 | 19-20
|  | water (including for curing) | kl | 1.2 | 80 | 96 | 19-20
|  | B. Machinery |  |  |  |  | 19-20
|  | Concrete mixer 10/7 cft (0.2/0.8cum) capacity | hour | 1 | 524.7 | 524.7 | 19-20
|  | C. Labour |  |  |  |  | 19-20
|  | Mason 1st class | day | 0.1 | 500 | 50 | 19-20
|  | Mazdoor (Un-Skilled) | day | 1.39 | 420 | 583.8 | 19-20
[6 empty] | 3877.28 | 19-20
13 | BLD-CSTN-2-7 | Plain Cement Concrete (1:5:10) proportion Nominal mix for foundations using 40mm size SS-5 metal including cost and conveyance of all materials and curing charges, labour charges, machine mixing and laying concrete in foundations ramming etc complete for Bed Concrete (APSS No 402) |  |  |  |  | 19-20
|  | A. Materials |  |  |  |  | 19-20
|  | Cost of Cement | Kg | 129.6 | 4700 | 609.12 | 19-20
|  | Coarse aggregate 40mm metal | cum | 0.9 | 1375.8 | 1238.22 | 19-20
|  | Sand for Concrete | cum | 0.45 | 1384.8 | 623.16 | 19-20
|  | water (including for curing) | kl | 1.2 | 80 | 96 | 19-20
|  | B. Machinery |  |  |  |  | 19-20
|  | Concrete mixer 10/7 cft (0.2/0.8cum) capacity | hour | 1 | 524.7 | 524.7 | 19-20
|  | C. Labour |  |  |  |  | 19-20
|  | Mason 1st class | day | 0.1 | 500 | 50 | 19-20
|  | Mazdoor (Un-Skilled) | day | 1.39 | 420 | 583.8 | 19-20
[6 empty] | 3725 | 19-20
7 | BLD-CSTN-2-13-A | Reinforced Cement Concrete M-25 Nominal mix (Cement: Fine aggregates: Coarse aggregates) corresponding Table 9 of IS 456 using 20mm size graded machine crushed hard granite metal (coarse aggregate) from approved quarry including cost and conveyance of all materials like Cement, fine aggregate( Sand), coarse aggregate, water etc to site and including sales and other taxes on all marerilas including all operational, incidental and labour charges such as machine mixing, laying concrete, curing etc complete but excluding cost of steel and its fabrication charges for finished item of work, but excluding centering, shttering |  |  |  |  | 19-20
|  | Foundations, plinth Beams and Pedastals |  |  |  |  | 19-20
|  | A. Materials |  |  |  |  | 19-20
|  | 20mm HBG Machine Crushed Chips | cum | 0.8 | 1722.3 | 1377.84 | 19-20
|  | Sand for Concrete | cum | 0.4 | 1384.8 | 553.92 | 19-20
|  | Cement | Kg | 340 | 4700 | 1598 | 19-20
|  | B. Labour |  |  |  |  | 19-20
|  | Mason 1st class | day | 0.133 | 500 | 66.5 | 19-20
|  | Mason 2nd class | day | 0.267 | 460 | 122.82 | 19-20
|  | Mazdoor (both Men and Women) | day | 3.6 | 420 | 1512 | 19-20
|  | B. Machinery |  |  |  |  | 19-20
|  | Concrete mixer 10/7 cft (0.2/0.8cum) capacity | hour | 1 | 524.7 | 524.7 | 19-20
|  | Needle Vibrator 40mm (Petrole) | hour | 1 | 209.1 | 209.1 | 19-20
|  | water (including for curing) | kl | 1.2 | 80 | 96 | 19-20
|  | Basic Cost for 1.00 Cum |  |  |  | 6060.88 | 19-20
|  | Columns Footings |  |  |  |  | 19-20
|  | Rate for M-20 Nominal Basic Cost 1.00 Cum | cum | 1 | 6060.88 | 6060.88 | 19-20
|  | Centering : Columns Footings material hire charges | cum | 1 | 288 | 288 | 19-20
|  | Centering : Columns Footings Labour charges | cum | 1 | 631 | 631 | 19-20
[6 empty] | 6979.88 | 19-20
|  | Columns Pedastals |  |  |  |  | 19-20
|  | Rate for M-20 Nominal Basic Cost 1.00 Cum | cum | 1 | 6060.88 | 6060.88 | 19-20
|  | Centering : Column Pedastals material hire charges | cum | 1 | 328 | 328 | 19-20
|  | Centering : Column Pedastals Labour charges | cum | 1 | 1004 | 1004 | 19-20
[6 empty] | 7392.88 | 19-20
|  | Plinth Beams |  |  |  |  | 19-20
|  | Rate for M-20 Nominal Basic Cost 1.00 Cum | cum | 1 | 6060.88 | 6060.88 | 19-20
|  | Centering : Plinth Beams material hire charges | cum | 1 | 1390 | 1390 | 19-20
|  | Centering : Plinth Beam Labour charges | cum | 1 | 1521 | 1521 | 19-20
[6 empty] | 8971.88 | 19-20
8 | BLD-CSTN-2-13-B | Reinforced Cement Concrete M-25 Nominal mix (Cement: Fine aggregates: Coarse aggregates) corresponding Table 9 of IS 456 using 20mm size graded machine crushed hard granite metal (coarse aggregate) from approved quarry including cost and conveyance of all materials like Cement, fine aggregate( Sand), coarse aggregate, water etc to site and including sales and other taxes on all marerilas including all operational, incidental and labour charges suxh as machine mixing, laying concrete, curing etc complete but excluding cost of steel and its fabrication charges for finished item of work, but excluding centering, shttering |  |  |  |  | 19-20
|  | Columns, Lintels and RCC Walls in Buildings |  |  |  |  | 19-20
|  | A. Materials |  |  |  |  | 19-20
|  | 20mm HBG Machine Crushed Chips | cum | 0.8 | 1722.3 | 1377.84 | 19-20
|  | Sand for Concrete | cum | 0.4 | 1384.8 | 553.92 | 19-20
|  | Cement | Kg | 340 | 4700 | 1598 | 19-20
|  | B. Labour |  |  |  |  | 19-20
|  | Mason 1st class | day | 0.167 | 500 | 83.5 | 19-20
|  | Mason 2nd class | day | 0.167 | 460 | 76.82 | 19-20
|  | Mazdoor (both Men and Women) | day | 4.7 | 420 | 1974 | 19-20
|  | B. Machinery |  |  |  |  | 19-20
|  | Concrete mixer 10/7 cft (0.2/0.8cum) capacity | hour | 1 | 524.7 | 524.7 | 19-20
|  | Needle Vibrator 40mm (Petrole) | hour | 1 | 209.1 | 209.1 | 19-20
|  | water (including for curing) | kl | 1.2 | 80 | 96 | 19-20
|  | Basic Cost for 1.00 Cum |  |  |  | 6493.88 | 19-20
|  |  |  | GF | FF | SF | 19-20
|  | Columns Basic Rate for 1.00 Cum |  | 6493.88 | 6493.88 | 6493.88 | 19-20
|  | Centering charges for Columns material hire charges |  | 355 | 355 | 355 | 19-20
|  | Centering charges for Columns Labour charges |  | 2268 | 2495 | 2722 | 19-20
|  | Add Lift Charges @ 10%, 20% on Labour charges B |  |  | 462.93 | 971.26 | 19-20
|  |  |  | 9116.88 | 9806.81 | 10542.14 | 19-20
|  |  |  | GF | FF | SF | 19-20
|  | Lintels Basic Rate for 1.00 Cum |  | 6493.88 | 6493.88 | 6493.88 | 19-20
|  | Centering charges for Lintels material hire charges |  | 1180 | 1180 | 1180 | 19-20
|  | Centering charges for Lintels Labour charges |  | 1615 | 1777 | 1938 | 19-20
|  | Add Lift Charges @ 10%, 20% on Labour charges B |  |  | 391.13 | 814.46 | 19-20
|  |  |  | 9288.88 | 9842.01 | 10426.34 | 19-20
9 | BLD-CSTN-2-13-C | Reinforced Cement Concrete M-25 Nominal mix (Cement: Fine aggregates: Coarse aggregates) corresponding Table 9 of IS 456 using 20mm size graded machine crushed hard granite metal (coarse aggregate) from approved quarry including cost and conveyance of all materials like Cement, fine aggregate( Sand), coarse aggregate, water etc to site and including sales and other taxes on all marerilas including all operational, incidental and labour charges suxh as machine mixing, laying concrete, curing etc complete but excluding cost of steel and its fabrication charges for finished item of work, but excluding centering, shttering |  |  |  |  | 19-20
|  | Roof Slabs and Beams |  |  |  |  | 19-20
|  | A. Materials |  |  |  |  | 19-20
|  | 20mm HBG Machine Crushed Chips | cum | 0.8 | 1722.3 | 1377.84 | 19-20
|  | Sand for Concrete | cum | 0.4 | 1384.8 | 553.92 | 19-20
|  | Cement | Kg | 340 | 4700 | 1598 | 19-20
|  | B. Labour |  |  |  |  | 19-20
|  | Mason 1st class | day | 0.067 | 500 | 33.5 | 19-20
|  | Mason 2nd class | day | 0.133 | 460 | 61.18 | 19-20
|  | Mazdoor (both Men and Women) | day | 2.5 | 420 | 1050 | 19-20
|  | B. Machinery |  |  |  |  | 19-20
|  | Concrete mixer 10/7 cft (0.2/0.8cum) capacity | hour | 0.267 | 524.7 | 140.09 | 19-20
|  | Needle Vibrator 40mm (Petrole) | hour | 0.267 | 209.1 | 55.83 | 19-20
|  | water (including for curing) | kl | 1.2 | 80 | 96 | 19-20
|  | Basic Cost for 1.00 Cum |  |  |  | 4966.36 | 19-20
|  |  |  | GF | FF | SF | 19-20
|  | Roof Beams Basic Rate 1.00 Cum |  | 4966.36 | 4966.36 | 4966.36 | 19-20
|  | Centering charges for Beams material hire charges |  | 2085 | 2085 | 2085 | 19-20
|  | Centering charges for Beams Labour charges |  | 1903 | 2093 | 2284 | 19-20
|  | Add Lift Charges @ 10%, 20% on Labour charges B |  |  | 323.77 | 685.74 | 19-20
|  | 1.00 Cum |  | 8954.36 | 9468.13 | 10021.1 | 19-20
|  |  |  | GF | FF | SF | 19-20
|  | Roof Slabs 100mm Basic Rate 1sqm |  | 4966.36 | 4966.36 | 4966.36 | 19-20
|  | Roof Slabs 100mm Basic Rate 1sqm | 0.1 | 496.64 | 496.64 | 496.64 | 19-20
|  | Centering charges for Roof Slab material hire charges |  | 236 | 236 | 236 | 19-20
|  | Centering charges for Roof Slab Labour charges |  | 215 | 237 | 258 | 19-20
|  | Add Lift Charges @ 10%, 20% on Labour charges B |  |  | 138.17 | 280.54 | 19-20
|  | 1.00 Sqm |  | 947.64 | 1107.81 | 1271.18 | 19-20
|  |  |  | GF | FF | SF | 19-20
|  | Roof Slabs 125mm Basic Rate 1sqm |  | 4966.36 | 4966.36 | 4966.36 | 19-20
|  | Roof Slabs 125mm Basic Rate 1sqm | 0.125 | 620.8 | 620.8 | 620.8 | 19-20
|  | Centering charges for Roof Slab material hire charges |  | 236 | 236 | 236 | 19-20
|  | Centering charges for Roof Slab Labour charges |  | 215 | 237 | 258 | 19-20
|  | Add Lift Charges @ 10%, 20% on Labour charges B |  |  | 138.17 | 280.54 | 19-20
|  | 1.00 Sqm |  | 1071.8 | 1231.97 | 1395.34 | 19-20
|  |  |  | GF | FF | SF | 19-20
|  | Roof Slabs 150mm Basic Rate 1sqm |  | 4966.36 | 4966.36 | 4966.36 | 19-20
|  | Roof Slabs 125mm Basic Rate 1sqm | 0.15 | 744.95 | 744.95 | 744.95 | 19-20
|  | Centering charges for Roof Slab material hire charges |  | 236 | 236 | 236 | 19-20
|  | Centering charges for Roof Slab Labour charges |  | 215 | 237 | 258 | 19-20
|  | Add Lift Charges @ 10%, 20% on Labour charges B |  |  | 138.17 | 280.54 | 19-20
|  | 1.00 Sqm |  | 1195.95 | 1356.12 | 1519.49 | 19-20
|  | Waist Slab 175mm Basic Rate 1sqm |  | 4966.36 | 4966.36 | 4966.36 | 19-20
|  | Roof Slabs 125mm Basic Rate 1sqm | 0.175 | 869.11 | 869.11 | 869.11 | 19-20
|  | Centering charges for Waist Slab material hire charges |  | 243 | 243 | 243 | 19-20
|  | Centering charges for Waist Slab Labour charges |  | 222 | 244 | 266 | 19-20
|  | Add Lift Charges @ 10%, 20% on Labour charges B |  |  | 138.87 | 282.14 | 19-20
|  | 1.00 Sqm |  | 1334.11 | 1494.98 | 1660.25 | 19-20
|  | Chajjas of 0.50M width with 2" thick |  | GF | FF | SF | 19-20
|  | Basic Rate Chajja 1.00 Cum |  | 4966.36 | 4966.36 | 4966.36 | 19-20
|  | 2.0M X 0.5M X 0.05M = 0.05Cum / 1.00 Sqm | 0.05 | 248.32 | 248.32 | 248.32 | 19-20
|  | Centering charges for Chajja material hire charges | sqm | 233 | 233 | 233 | 19-20
|  | Centering charges for Chajja Labour charges | sqm | 248 | 273 | 298 | 19-20
|  | Add Lift Charges @ 10%, 20% on Labour charges on B |  |  | 141.77 | 144.27 | 19-20
|  | 1.00 Sqm |  | 729.32 | 896.09 | 923.59 | 19-20
|  | Sunshades of 0.60M width with 3" & 2" thick |  |  |  |  | 19-20
|  |  |  | GF | FF | SF | 19-20
|  | Basic Rate Sunshade 1.00 Cum |  | 4966.36 | 4966.36 | 4966.36 | 19-20
|  | 1.0MX0.6MX(0.075+0.05)2 = 0.0375Cum/1M | 0.0375 | 186.24 | 186.24 | 186.24 | 19-20
|  | Centering charges SS material hire charges | 0.6 | 139.8 | 139.8 | 139.8 | 19-20
|  | Centering charges SS Labour charges | 0.6 | 148.8 | 163.8 | 178.8 | 19-20
|  | Add Lift Charges @ 10%, 20% on Labour charges on B | 0.6 |  | 78.51 | 158.82 | 19-20
|  | 1.00 RM |  | 474.84 | 568.35 | 663.66 | 19-20
17 | BLD-CSTN-2-13-C | Reinforced Cement Concrete M 25 nominal mix using 12mm size hard granite machine crushed graded metal (coarse aggregate - as per IS 383 - 1970 and IS 2386 Part 1 to Part 8) from approved quarry, using a minimum quantity of 350 kgs. of cement per 1 cum of concrete using concrete Mixer 10 / 7 cft (0.2 / 0.8 cum) capacity including cost and conveyance of all materials like cement, fine aggregate (Sand), coarse aggregate, water etc., to site including centering, shuttering, labour charges such as weigh batching, machine mixing, hire charges of concrete mixer, laying concrete, lift charges, curing etc., for finished item of work (APSS No. 402 & 403) |  |  |  |  | 19-20
|  | for platforms and shelves. |  |  |  |  | 19-20
|  | A. Materials |  |  |  |  | 19-20
|  | 20mm HBG Machine Crushed Chips | cum | 0.8 | 1722.3 | 1377.84 | 19-20
|  | Sand for Concrete | cum | 0.4 | 1384.8 | 553.92 | 19-20
|  | Cement | Kg | 340 | 4700 | 1598 | 19-20
|  | B. Labour |  |  |  |  | 19-20
|  | Mason 1st class | day | 0.067 | 500 | 33.5 | 19-20
|  | Mason 2nd class | day | 0.133 | 460 | 61.18 | 19-20
|  | Mazdoor (both Men and Women) | day | 2.5 | 420 | 1050 | 19-20
|  | B. Machinery |  |  |  |  | 19-20
|  | Concrete mixer 10/7 cft (0.2/0.8cum) capacity | hour | 0.267 | 524.7 | 140.09 | 19-20
|  | water (including for curing) | kl | 1.2 | 80 | 96 | 19-20
|  | Basic Cost for 1.00 Cum |  |  |  | 4910.54 | 19-20
|  |  |  | GF | FF | SF | 19-20
|  | 50mm thick platforms / lofts: 1sqm |  | 4910.54 | 4910.54 | 4910.54 | 19-20
|  | Roof Slabs 50mm Basic Rate 1sqm | 0.05 | 245.53 | 245.53 | 245.53 | 19-20
|  | Hire charges of centering and scaffolding (50% of roof slab) |  | 118 | 118 | 118 | 19-20
|  | Centering charges for Roof Slab Labour charges (50% of roof slab) |  | 107.5 | 118.5 | 129 | 19-20
|  | Add Lift Charges @ 10%, 20% on Labour charges B |  |  | 126.32 | 254.74 | 19-20
|  | 1.00 Sqm |  | 471.03 | 608.35 | 747.27 | 19-20
|  |  |  | GF | FF | SF | 19-20
|  | 25mm thick platforms / lofts: 1sqm |  | 4910.54 | 4910.54 | 4910.54 | 19-20
|  | Roof Slabs 50mm Basic Rate 1sqm | 0.025 | 122.76 | 122.76 | 122.76 | 19-20
|  | Hire charges of centering and scaffolding (50% of roof slab) |  | 118 | 118 | 118 | 19-20
|  | Centering charges for Roof Slab Labour charges (50% of roof slab) |  | 107.5 | 118.5 | 129 | 19-20
|  | Add Lift Charges @ 10%, 20% on Labour charges B |  |  | 126.32 | 254.74 | 19-20
|  | 1.00 Sqm |  | 348.26 | 485.58 | 624.5 | 19-20
10 |  | Plain Cement Concrete M-25 Nominal mix (Cement: Sand: Metal) corresponding Table 9 of IS 456 using 20mm size graded machine crushed hard granite metal from approved quarry including c/c of all materials like Cement, Sand, coarse aggregate, water etc to site, all marerials including labour charges such as machine mixing, laying concrete, curing etc complete but excluding cost of steel and its fabrication charges for finished item of work |  |  |  |  | 19-20
|  | Steps |  |  |  |  | 19-20
|  | A. Materials |  |  |  |  | 19-20
|  | 20mm HBG Machine Crushed Chips | cum | 0.8 | 1722.3 | 1377.84 | 19-20
|  | Sand for Concrete | cum | 0.4 | 1384.8 | 553.92 | 19-20
|  | Cement | Kg | 340 | 4700 | 1598 | 19-20
|  | B. Labour |  |  |  |  | 19-20
|  | Mason 1st class | day | 0.1 | 500 | 50 | 19-20
|  | Mason 2nd class | day | 1.39 | 460 | 639.4 | 19-20
|  | B. Machinery |  |  |  |  | 19-20
|  | Concrete mixer 10/7 cft (0.2/0.8cum) capacity | hour | 0.308 | 524.7 | 161.61 | 19-20
|  | Needle Vibrator 40mm (Petrole) | hour | 0.308 | 209.1 | 64.4 | 19-20
|  | water (including for curing) | kl | 1.2 | 80 | 96 | 19-20
|  | Basic Cost for 1.00 Cum |  |  |  | 4541.17 | 19-20
|  |  |  | GF | FF | FF | 19-20
|  | For Steps Basic Rate 1.00 Cum |  | 4541.17 | 4541.17 | 4541.17 | 19-20
|  | Centering charges for Beams material hire charges |  | 64 | 64 | 64 | 19-20
|  | Centering charges for Beams Labour charges |  | 341 | 341 | 341 | 19-20
|  | Add Lift Charges @ 10%, 20% on Labour charges B |  |  | 103.04 | 206.08 | 19-20
|  | 1.00 Cum |  | 4946.17 | 5049.21 | 5152.25 | 19-20
10 | BLD-CSTN- 2-18 Amendment | Supplying, fitting & placing HYSD bar reinforcement in foundation complete as per drawings and technical Specifications including labour charges for cutting, bending to required sizes and shapes, placing in position and tying with binding wire, forming grills for reinforcement work including cost and conveyance of steel bars below 36mm dia including overlaps and wastage, where they are not welded |  |  |  |  | 19-20
|  | Unit = tonne |  |  |  |  | 19-20
|  | Taking Output 1.000 tonne |  |  |  |  | 19-20
| a) | Material |  |  |  |  | 19-20
|  | HYSD Bars including 5% for overlaps & wastage | t | 1.05 | 48970 | 51418.5 | 19-20
|  | Binding wire | Kg | 6 | 55 | 330 | 19-20
| b) | Labour for cutting, bending, shifting to site, tying and placing in position |  |  |  |  | 19-20
|  | Bar bender | day | 10 | 625 | 6250 | 19-20
|  | Mazdoor (Un-Skilled) | day | 10 | 420 | 4200 | 19-20
|  | Rate per 1.000 tonne |  |  |  | 62198.5 | 19-20
|  |  |  | GF | FF | SF | 19-20
|  | Basic Rate |  | 62198.5 | 62198.5 | 62198.5 | 19-20
|  | Add Lift Charges @ 10%, 20% on Labour charges B |  |  | 1045 | 2090 | 19-20
|  | Rate per 1.00 MT |  | 62198.5 | 63243.5 | 64288.5 | 19-20
20 | Amendment ofasper Building SSR 2011-12 | Providing Mild Steel (MS) steel bars of different diameters for RCC works , including labour charges for straightening, cutting, bending to required sizes and shapes, placing in position with cover blocks of approved materials and size and tying and welding using electrodes, forming grills for reinforcement work as per approved designs and drawings, including cost and conveyance of steel bars, including all wastages such as overlaps, couplings, welding, chairs, spacer bars including cost and conveyance of binding wire, cover blocks and all incidental, operational, labour charges such as cutting, bending, placing in position, welding including sales and other taxes on all materials etc., complete for finished item of work. |  |  |  |  | 19-20
|  | Unit = t |  |  |  |  | 19-20
|  | (a) Material |  |  |  |  | 19-20
|  | HYSD/ TMT/ MS bars including 2.5 per cent for wastage | t | 1.025 | 50740 | 52008.5 | 19-20
|  | Welding Electrodes @ 5 per joint (14 joints / ton) | each | 70 | 12 | 840 | 19-20
|  | Binding wire ( MATERIAL & WORK ITEM RATES S.No.173) | kg | 3 | 55 | 165 | 19-20
|  | (b) Labour for cutting, bending, shifting to site, tying and placing in position |  |  |  |  | 19-20
|  | Welder | day | 2.5 | 510 | 1275 | 19-20
|  | Black smith | day | 10 | 495 | 4950 | 19-20
|  | Mazdoor (Unskilled) | day | 10 | 420 | 4200 | 19-20
|  | Welding Charges (Hire charges of Welding Machine) | Hr | 10 | 116.5 | 1165 | 19-20
|  | Rate per tonne |  |  |  | 64603.5 | 19-20
|  | Rate per Kg |  |  |  | 64.6 | 19-20
11 |  | Supplying & fixing of Iron Doors and Windows Grills including labour charges for fabricating steel including cost of welding rods, power charges & fixing the grill in position etc complete |  |  |  |  | 19-20
|  | Unit = Kg |  |  |  |  | 19-20
| a) | Material |  |  |  |  | 19-20
|  | Structural steel angles for grills including wastage | Kg | 1.025 | 50.74 | 52.01 | 19-20
| b) | Labour charge fabricating steel grills BMM.V.14 | Kg | 1 | 27 | 27 | 19-20
|  | Labour charg fixing grill in position BMM.V.15 | day | 1 | 5 | 5 | 19-20
|  | Rate per 1.00 Kg |  |  |  | 84.01 | 19-20
5 |  | Supply and fixing of ornamental grill made of 20mm x 10mm MS flats and MS Grill 8mm x 8mm for fixing in fan light portion and side fixed panels for door cum window as per the approved drawing including cutting the flat to required length, welding, painting with red oxide single coat including cost and conveyance of all materials, labour charges etc., complete for finished otem of work. |  |  |  |  | 19-20
|  | Cost of MS flats | Kg | 43.51 | 50.74 | 2207.7 | 19-20
|  | Cost of MS Grill | Kg | 14.4 | 48.97 | 705.17 | 19-20
| b) | Labour charge fabricating steel grills BMM.V.14 | Kg | 57.91 | 27 | 1563.57 | 19-20
|  | Labour charg fixing grill in position BMM.V.15 | day | 57.91 | 5 | 289.55 | 19-20
|  | Rate per 2.025 Sqm |  |  |  | 4765.99 | 19-20
|  | Rate per 1.00 Sqm |  |  |  | 2353.58 | 19-20
23 |  | Supplying & fixing of MS tubes & Pipes including labour charges for fabricating steel including cost of welding rods, power charges & fixing the grill in position etc complete |  |  |  |  | 19-20
|  | Unit = Kg |  |  |  |  | 19-20
| a) | Material |  |  |  |  | 19-20
|  | MS Tubes and pipes BMT-F.04 | Kg | 1.025 | 60 | 61.5 | 19-20
| b) | Labour charge fabricating steel grills BMM.V.16 | Kg | 1 | 24 | 24 | 19-20
|  | Labour charg fixing grill in position BMM.V.17 | day | 1 | 21 | 21 | 19-20
|  | Rate per 1.00 Kg |  |  |  | 106.5 | 19-20
6 |  | Supplying and fixing of stainless steel (grade 304) hand railing as per approved drawing with top rail of 50mm dia pipe and 2mm thick medium class and vertical posts of 25mm dia and 1.6mm thick medium class 1 No for each step fixed with base plate of 75mm dia using bonding agent and anchor fastner and welding, drilling of 25mm dia holes with pneumatic compressor for fixing railing, buffing, polishing all members of the railing thouroughly , lacquer finishing to present seamless finish including cost and conveyance of all materials, electrodes, welding charges, cost of all consumables, labour charges , overheads & contractors profit etc., complete for finished item of work. |  |  |  |  | 19-20
|  | Taking output = 4.60 Rm |  |  |  |  | 19-20
|  | 50mm dia SS pipe ( 1 x 4.60) | 4.6 | 2.39 | 10.99 |  | 19-20
|  | 25mm dia SS pipe (8 x 0.90) | 11.7 | 0.89 | 10.41 |  | 19-20
[5 empty] | 21.4 |  | 19-20
|  | Stainless Steel Tubes BMT-F.06 | Kg | 21.4 | 331 | 7083.4 | 19-20
|  | Labour charge fabricating stainless steel railing BMM-V.18 | Kg | 21.4 | 131 | 2803.4 | 19-20
|  | Drilling of 25mm dia hole(13 x 0.10) | Rm | 1.3 | 187 | 243.1 | 19-20
|  | Base Plate 75mm dia. | No | 13 | 80 | 1040 | 19-20
|  | Add for anchor bars | No | 13 | 30 | 390 | 19-20
|  | Add for bonding | No | 13 | 15 | 195 | 19-20
|  | Rate per 4.60 Rm |  |  |  | 11754.9 | 19-20
|  | Rate per 1.00 Rm |  |  |  | 2555.41 | 19-20
|  | Rate per 1.00 Sqm (Rm Quantity / 0.90) |  |  |  | 2839.34 | 19-20
25 |  | Supplying and fixing of stainless steel (grade 304) railing for ramp as per approved drawing with top rail of 50mm dia pipe and 2mm thick medium class fixed in to wall with 25mm dia pipe of 0.30m length @ 1m centre to centre and welding, buffing, polishing all members of the railing thouroughly , lacquer finishing to present seamless finish including cost and conveyance of all materials, electrodes, welding charges, cost of all consumables, labour charges , overheads & contractors profit etc., complete for finished item of work. |  |  |  |  | 19-20
|  | Taking output = 10.00 Rm |  |  |  |  | 19-20
|  | 50mm dia SS pipe ( 1 x 10.00) | 10 | 2.39 | 23.9 |  | 19-20
|  | 25mm dia SS pipe (9 x 0.30) | 2.7 | 0.89 | 2.4 |  | 19-20
[5 empty] | 26.3 |  | 19-20
|  | Stainless Steel Tubes BMT-F.06 | Kg | 26.3 | 331 | 8705.3 | 19-20
|  | Labour charge fabricating stainless steel railing BMM-V.18 | Kg | 26.3 | 131 | 3445.3 | 19-20
|  | Drilling of 25mm dia hole(9 x 0.10) | Rm | 0.9 | 187 | 168.3 | 19-20
|  | Base Plate 25mm dia. | No | 9 | 30 | 270 | 19-20
|  | Rate per 10.00 Rm |  |  |  | 12588.9 | 19-20
|  | Rate per 1.00 Rm |  |  |  | 1258.89 | 19-20
25 |  | Supplying & fixing of Stainless Steel Tubes using stainless steel welding rods including buffing, polishing, lacquer finishing, to present seamless finish |  |  |  |  | 19-20
|  | Stainless Steel Tubes BMT-F.06 | Kg | 1.025 | 331 | 339.28 | 19-20
|  | Labour charge fabricating stainless steel railing BMM-V.18 | Kg | 1 | 131 | 131 | 19-20
|  | Rate per 1Kg |  |  |  | 470.28 | 19-20
26 | BLD-CSTN-4-9 | Random Rubble mansonary in CM(1:6) including Cost and Conveyance of all materials and curing charges but excluding unskilled wages etc., complete for finished item of work |  |  |  |  | 19-20
|  | Unit = 1 Cum |  |  |  |  | 19-20
|  | A. Materials |  |  |  |  | 19-20
|  | Cement | Kg | 59.4 | 4700 | 279.18 | 19-20
|  | Rough stone | cum | 1.1 | 865.8 | 952.38 | 19-20
|  | Fine aggregate (Sand) for Mortor | cum | 0.33 | 1464.8 | 483.38 | 19-20
|  | B. Labour |  |  |  |  | 19-20
|  | Mason 1st class | day | 1.2 | 500 | 600 | 19-20
|  | Mazdoor (un-skilled) | day | 2 | 420 | 840 | 19-20
|  | Rate per 1.00 Cum |  |  |  | 3154.94 | 19-20
12 | BLD-CSTN- 3-1a (iv) | Brick Masonary for Basement with CM (1:6) proportion using 2nd class traditional bricks of size 23X11X7 cms having minimum crushing strength of 40kg/cm2 including c/c of all materials like Cement, Sand, Bricks, water etc including seigniorage, sales and other taxes on all marerilas including all operational, incidental and labour charges such as mixing cement mortar , Scaffolding charges, etc complete for finished item of work (APSS No 501 & 504) |  |  |  |  | 19-20
|  | Unit = 1 Cum |  |  |  |  | 19-20
|  | A. Materials |  |  |  |  | 19-20
|  | Cement | Kg | 48 | 4700 | 225.6 | 19-20
|  | Bricks traditional size 23X11X7cms 2nd class | No's | 512 | 6962.6 | 3564.85 | 19-20
|  | Fine aggregate (Sand) for Mortar | cum | 0.2 | 1464.8 | 292.96 | 19-20
|  | B. Labour |  |  |  |  | 19-20
|  | Mason 1st class | day | 0.24 | 500 | 120 | 19-20
|  | Mason 2nd class | day | 0.56 | 460 | 257.6 | 19-20
|  | Mazdoor (un-skilled) | day | 1.89 | 420 | 793.8 | 19-20
|  | Rate per 1.00 Cum |  |  |  | 5254.81 | 19-20
|  |  |  | GF | FF | SF | 19-20
|  | Basic Rate for Walls |  | 5254.81 | 5254.81 | 5254.81 | 19-20
|  | scaffolding material hire charge Rs 10.32 / Sqm | 4.35 | 44.89 | 44.89 | 44.89 | 19-20
|  | scaffolding Lab cha 79.46, 113.78 & 148.09/Sqm | 4.35 | 345.65 | 494.94 | 644.19 | 19-20
|  | Add Lift Charges @ 10%, 20% on Labour charges B |  |  | 166.63 | 363.12 | 19-20
|  | Rate per 1.00 Cum |  | 5645.35 | 5961.27 | 6307.01 | 19-20
13 | BLD-CSTN- 3-1a (v) | Brick Masonary for Superstructure with CM (1:8) proportion using 2nd class traditional bricks of size 23X11X7 cms having minimum crushing strength of 40kg/cm2 including c/c of all materials like Cement, Sand, Bricks, water etc including seigniorage, sales and other taxes on all marerilas including all operational, incidental and labour charges such as mixing cement mortar , Scaffolding charges, etc complete for finished item of work (APSS No 501 & 504) |  |  |  |  | 19-20
|  | Unit = 1 Cum |  |  |  |  | 19-20
|  | A. Materials |  |  |  |  | 19-20
|  | Cement | Kg | 36 | 4700 | 169.2 | 19-20
|  | Bricks traditional size 23X11X7cms 2nd class | No's | 512 | 6962.6 | 3564.85 | 19-20
|  | Fine aggregate (Sand) for Mortar | cum | 0.2 | 1464.8 | 292.96 | 19-20
|  | B. Labour |  |  |  |  | 19-20
|  | Mason 1st class | day | 0.24 | 500 | 120 | 19-20
|  | Mason 2nd class | day | 0.56 | 460 | 257.6 | 19-20
|  | Mazdoor (un-skilled) | day | 1.89 | 420 | 793.8 | 19-20
|  | Rate per 1.00 Cum |  |  |  | 5198.41 | 19-20
|  |  |  | GF | FF | SF | 19-20
|  | Basic Rate for Walls |  | 5198.41 | 5198.41 | 5198.41 | 19-20
|  | scaffolding material hire charge Rs 10.32 / Sqm | 4.35 | 44.89 | 44.89 | 44.89 | 19-20
|  | scaffolding Lab cha 79.46, 113.78 & 148.09/Sqm | 4.35 | 345.65 | 494.94 | 644.19 | 19-20
|  | Add Lift Charges @ 10%, 20% on Labour charges B |  |  | 166.63 | 363.12 | 19-20
|  | Rate per 1.00 Cum |  | 5588.95 | 5904.87 | 6250.61 | 19-20
14 | BLD-CSTN- 3-3 | 11.5 cm wide Brick masonry for super-structure on ground floor in cm (1:4) using second class traditional size bricks including cost of all materials, seigniorage charges, labour and all operations for constructing half brick masonry, mixing cement mortar, curing etc., complete for finished item of work, but excluding conveyance charges of materials. |  |  |  |  | 19-20
|  | Unit = 1 sqm |  |  |  |  | 19-20
|  | A. Materials |  |  |  |  | 19-20
|  | Cement | Kg | 72 | 4700 | 338.4 | 19-20
|  | Bricks traditional size 23X11X7cm 2nd class | No's | 565 | 6962.6 | 3933.87 | 19-20
|  | Fine aggregate (Sand) for Mortar | cum | 0.22 | 1464.8 | 322.26 | 19-20
|  | B. Labour |  |  |  |  | 19-20
|  | Mason 1st class | day | 0.6 | 500 | 300 | 19-20
|  | Mason 2nd class | day | 0.6 | 460 | 276 | 19-20
|  | Mazdoor (un-skilled) | day | 2.75 | 420 | 1155 | 19-20
|  | Rate per 10.00 Sqm |  |  |  | 6325.53 | 19-20
|  |  |  | GF | FF | SF | 19-20
|  | Basic Rate for Walls |  | 6325.53 | 6325.53 | 6325.53 | 19-20
|  | scaffoldi material hire charge | 8.7 | 89.78 | 89.78 | 89.78 | 19-20
|  | scaffold Lab charges | 8.7 | 691.302 | 989.886 | 1288.383 | 19-20
|  | Add Lift Charges @ 10%, 20% on Labour charges B |  |  | 272.0886 | 603.8766 | 19-20
|  | Rate per 10 Sqm |  | 7106.612 | 7677.2846 | 8307.5696 | 19-20
|  | Rate per 1.00 Sqm |  | 710.66 | 767.73 | 830.76 | 19-20
30 | BLD-CSTN-6-18 | Masonry work in CM (1:8) prop with Flyash Cement solid blocks of size 290 x 225 x 140 mm for manufacturing of flyash solid blocks using flyash of 80 kgs, cement of 15 kgs. Gypsum of 5 kgs. and stone dust including cost and conveyance of all materials, labour charges, seiniorage charges, scaffolding and curing etc., cpomplete with a compresive streangth not lessthan 50 kg/sqm for walls for Superstructure Walls. |  |  |  |  | 19-20
|  | Unit = 1 Cum |  |  |  |  | 19-20
|  | A. Materials |  |  |  |  | 19-20
|  | No of blocks required for one cum of Masonry BMT-A.03 | No's | 110 | 25 | 2750 | 19-20
|  | Cost of Cement Mortar (1:6) | cum | 0.1 | 2750.04 | 275 | 19-20
|  | B. Labour |  |  |  |  | 19-20
|  | Mason 1st class | day | 0.42 | 500 | 210 | 19-20
|  | Mason 2nd class | day | 0.92 | 460 | 423.2 | 19-20
|  | Man Mazdoor | day | 0.7 | 420 | 294 | 19-20
|  | Woman Mazdoor | day | 2.1 | 420 | 882 | 19-20
|  | Rate per 1.00 Cum |  |  |  | 4834.2 | 19-20
|  |  |  | GF | FF | SF | 19-20
|  | Basic Rate for Walls |  | 4834.2 | 4834.2 | 4834.2 | 19-20
|  | scaffolding material hire charge | 4.35 | 44.89 | 44.89 | 44.89 | 19-20
|  | scaffolding Lab charges | 4.35 | 345.65 | 494.94 | 644.19 | 19-20
|  | Add Lift Charges @ 10%, 20% on Labour charges B |  |  | 230.41 | 490.68 | 19-20
|  | Rate per 1.00 Cum |  | 5224.74 | 5604.44 | 6013.96 | 19-20
15 | BLD-CSTN-6-1 | Ceiling Plastering in CM (1:3) 12mm thick with dubara sponge finishing including cost and conveyance of all materials including all labour charges such as mixing cement mortar and curing etc complete for finished item of work (APSS 901 & 903) as per Amendment Data SoR 16-17 |  |  |  |  | 19-20
|  | Unit = 10 Sqm |  |  |  |  | 19-20
|  | A. Materials |  |  |  |  | 19-20
|  | Cement Mortar (1:3) | cum | 0.15 | 3878.04 | 581.71 | 19-20
|  | B. Labour |  |  |  |  | 19-20
|  | Mason 1st class | day | 0.45 | 500 | 225 | 19-20
|  | Mason 2nd class | day | 1.05 | 460 | 483 | 19-20
|  | Mazdoor (un-skilled) | day | 2.8 | 420 | 1176 | 19-20
|  | Rate per 10.00 Sqm |  |  |  | 2465.71 | 19-20
|  |  |  | GF | FF | SF | 19-20
|  | Basic Rate 10.00sqm |  | 2465.71 | 2465.71 | 2465.71 | 19-20
|  | scaffolding material hire charges | 10 | 24.6 | 24.6 | 24.6 | 19-20
|  | scfolding Lab charg | 10 | 159.1 | 225.7 | 292.3 | 19-20
|  | Add Lift Charges @ 10%, 20% on Labour charges B |  |  | 210.97 | 435.26 | 19-20
|  | Rate per 10.00 Sqm |  | 2649.41 | 2926.98 | 3217.87 | 19-20
|  | Rate per 1.00 Sqm |  | 264.94 | 292.7 | 321.79 | 19-20
5 | BLD-CSTN-6-3 | Plastering in CM (1:5) 12mm thick single coat including c/c of all materials including all operational, incidental and labour charges such as mixing cement mortar and curing etc complete for finished item of work (APSS 901, 903 & 904) for internal walls as per Amendment Data SoR 16-17 |  |  |  |  | 19-20
|  | Unit = 10 Sqm |  |  |  |  | 19-20
|  | A. Materials |  |  |  |  | 19-20
|  | Cement Mortar (1:5) | cum | 0.15 | 2975.64 | 446.35 | 19-20
|  | B. Labour |  |  |  |  | 19-20
|  | Mason 1st class | day | 0.45 | 500 | 225 | 19-20
|  | Mason 2nd class | day | 1.05 | 460 | 483 | 19-20
|  | Mazdoor (un-skilled) | day | 2.8 | 420 | 1176 | 19-20
|  | Rate per 10.00 Sqm |  |  |  | 2330.35 | 19-20
|  |  |  | GF | FF | SF | 19-20
|  | Basic Rate 10.00sqm |  | 2330.35 | 2330.35 | 2330.35 | 19-20
|  | scaffolding material hire charges | 10 | 10.3 | 10.3 | 10.3 | 19-20
|  | scfolding Lab charges | 10 | 79.5 | 113.8 | 148.1 | 19-20
|  | Add Lift Charges @ 10%, 20% on Labour charges B |  |  | 199.78 | 406.42 | 19-20
|  | Rate per 10.00 Sqm |  | 2420.15 | 2654.23 | 2895.17 | 19-20
|  | Rate per 1.00 Sqm |  | 242.02 | 265.42 | 289.52 | 19-20
17 | BLD-CSTN-6-3 | Plastering in CM (1:5) 20mm thick single coat including c/c of all materials including all operational, incidental and labour charges such as mixing cement mortar and curing etc complete for finished item of work (APSS 901, 903 & 904) for External walls as per Amendment Data SoR 16-17 |  |  |  |  | 19-20
|  | Unit = 10 Sqm |  |  |  |  | 19-20
|  | A. Materials |  |  |  |  | 19-20
|  | Cement Mortar (1:5) | cum | 0.21 | 2975.64 | 624.88 | 19-20
|  | B. Labour |  |  |  |  | 19-20
|  | Mason 1st class | day | 0.45 | 500 | 225 | 19-20
|  | Mason 2nd class | day | 1.05 | 460 | 483 | 19-20
|  | Mazdoor (un-skilled) | day | 2.8 | 420 | 1176 | 19-20
|  | Rate per 10.00 Sqm |  |  |  | 2508.88 | 19-20
|  |  |  | GF | FF | SF | 19-20
|  | Basic Rate 10.00sqm |  | 2508.88 | 2508.88 | 2508.88 | 19-20
|  | scaffolding material hire charges | 10 | 10.3 | 10.3 | 10.3 | 19-20
|  | scfolding Lab charg | 10 | 79.5 | 113.8 | 148.1 | 19-20
|  | Add Lift Charges @ 10%, 20% on Labour charges B |  |  | 199.78 | 406.42 | 19-20
|  | Rate per 10.00 Sqm |  | 2598.68 | 2832.76 | 3073.7 | 19-20
|  | Rate per 1.00 Sqm |  | 259.87 | 283.28 | 307.37 | 19-20
34 | BLD-CSTN-6-3 | Plastering in CM (1:3) 20mm thick single coat including c/c of all materials including all operational, incidental and labour charges such as mixing cement mortar and curing etc complete for finished item of work (APSS 901, 903 & 904) for External walls as per Amendment Data SoR 16-17 |  |  |  | BLD-CSTN-6-3 | 19-20
|  | Unit = 10 Sqm |  |  |  |  | 19-20
|  | A. Materials |  |  |  |  | 19-20
|  | Cement Mortar (1:3) | cum | 0.21 | 3878.04 | 814.39 | 19-20
|  | B. Labour |  |  |  |  | 19-20
|  | Mason 1st class | day | 0.45 | 500 | 225 | 19-20
|  | Mason 2nd class | day | 1.05 | 460 | 483 | 19-20
|  | Mazdoor (un-skilled) | day | 2.8 | 420 | 1176 | 19-20
|  | Rate per 10.00 Sqm |  |  |  | 2698.39 | 19-20
|  |  |  | GF | FF | SF | 19-20
|  | Basic Rate 10.00sqm |  | 2698.39 | 2698.39 | 2698.39 | 19-20
|  | scaffolding material hire charges | 10 | 10.3 | 10.3 | 10.3 | 19-20
|  | scfolding Lab charg | 10 | 79.5 | 113.8 | 148.1 | 19-20
|  | Add Lift Charges @ 10%, 20% on Labour charges B |  |  | 199.78 | 406.42 | 19-20
|  | Rate per 10.00 Sqm |  | 2788.19 | 3022.27 | 3263.21 | 19-20
|  | Rate per 1.00 Sqm |  | 278.82 | 302.23 | 326.32 | 19-20
16 | BLD-CSTN-6-10 | Plastering to brick masonary wall with 12mm thick double coat in CM (1:5) 8 mm thick base coat and CM (1:3) of 4mm thick top coat with dubara sponge finish including c/c of all materials including all operational, incidental and labour charges such as mixing cement mortar and curing etc complete for finished item of work (APSS 901, 903 & 904) |  |  |  |  | 19-20
|  | Unit = 10 Sqm |  |  |  |  | 19-20
|  | Base Coat in CM(1:6), 16 mm thick |  |  |  |  | 19-20
|  | Cement | Kg | 31.7 | 4700 | 148.99 | 19-20
|  | Sand Aggregate | cum | 0.11 | 1464.8 | 161.13 | 19-20
|  | Base Coat in CM(1:4), 4 mm thick |  |  |  |  | 19-20
|  | Cement | Kg | 19.2 | 4700 | 90.24 | 19-20
|  | Sand Aggregate | cum | 0.04 | 1464.8 | 58.59 | 19-20
|  | B. Labour |  |  |  |  | 19-20
|  | Mason 1st class | day | 0.63 | 500 | 315 | 19-20
|  | Mason 2nd class | day | 1.47 | 460 | 676.2 | 19-20
|  | Mazdoor (un-skilled) | day | 3.9 | 420 | 1638 | 19-20
|  | Rate per 10.00 Sqm |  |  |  | 3088.15 | 19-20
|  |  |  | GF | FF | SF | 19-20
|  | Basic Rate 10.00sqm |  | 3088.15 | 3088.15 | 3088.15 | 19-20
|  | scaffolding material hire charges | 10 | 10.3 | 10.3 | 10.3 | 19-20
|  | scfolding Lab charg | 10 | 79.5 | 113.8 | 148.1 | 19-20
|  | Add Lift Charges @ 10%, 20% on Labour charges B |  |  | 274.3 | 555.46 | 19-20
|  | Rate per 10.00 Sqm |  | 3177.95 | 3486.55 | 3802.01 | 19-20
|  | Rate per 1.00 Sqm |  | 317.8 | 348.66 | 380.2 | 19-20
17 | BLD-CSTN-6-9 | Plastering to brick masonary wall with 20mm thick double coat in CM (1:6) 16 mm thick base coat and CM (1:4) of 4mm thick top coat with dubara sponge finish including c/c of all materials including all operational, incidental and labour charges such as mixing cement mortar and curing etc complete for finished item of work (APSS 901, 903 & 904) |  |  |  |  | 19-20
|  | Unit = 10 Sqm |  |  |  |  | 19-20
|  | Base Coat in CM(1:6), 16 mm thick |  |  |  |  | 19-20
|  | Cement | Kg | 43 | 4700 | 202.1 | 19-20
|  | Sand Aggregate | cum | 0.18 | 1464.8 | 263.66 | 19-20
|  | Base Coat in CM(1:4), 4 mm thick |  |  |  |  | 19-20
|  | Cement | Kg | 14.5 | 4700 | 68.15 | 19-20
|  | Sand Aggregate | cum | 0.04 | 1464.8 | 58.59 | 19-20
|  | B. Labour |  |  |  |  | 19-20
|  | Mason 1st class | day | 0.63 | 500 | 315 | 19-20
|  | Mason 2nd class | day | 1.47 | 460 | 676.2 | 19-20
|  | Mazdoor (un-skilled) | day | 3.9 | 420 | 1638 | 19-20
|  | Rate per 10.00 Sqm |  |  |  | 3221.7 | 19-20
|  |  |  | GF | FF | SF | 19-20
|  | Basic Rate 10.00sqm |  | 3221.7 | 3221.7 | 3221.7 | 19-20
|  | scaffolding material hire charges | 10 | 10.3 | 10.3 | 10.3 | 19-20
|  | scfolding Lab charg | 10 | 79.5 | 113.8 | 148.1 | 19-20
|  | Add Lift Charges @ 10%, 20% on Labour charges B |  |  | 274.3 | 555.46 | 19-20
|  | Rate per 10.00 Sqm |  | 3311.5 | 3620.1 | 3935.56 | 19-20
|  | Rate per 1.00 Sqm |  | 331.15 | 362.01 | 393.56 | 19-20
18 |  | RCM facia 5cm thick in CM (1:3) for drop walls, fins with rabbit wire mesh & nominal reinforcement as directed by Engineer-in-charge with dubara sponge finishing, including cost & conveyance of all materials to site, seigniorage charges, sales & other taxes on all materials, operational & incidental, cost and conveyance of cement, wire mesh, water to work site, centering, scaffolding and form work, lift charges etc., complete for finished items of work but excluding cost of steel & its fabrication charges, for finished item of work. (APSS No.403 & 903) |  |  |  |  | 19-20
|  | Unit = 10 sqm |  |  |  |  | 19-20
|  | A. MATERIALS: |  |  |  |  | 19-20
|  | Rabbit wire mesh (1.0 M panna for 0.6 M drop) | sqm | 13.3 | 17 | 226.1 | 19-20
|  | Cement Mortar 1:3 for 25 mm thick | cum | 0.25 | 3878.04 | 969.51 | 19-20
|  | Dry Cement for making Lumps | kg | 50 | 4700 | 235 | 19-20
|  | 12 mm Plastering 2 coats in 1:4 & 1:2 cm both sides | sqm | 21.8 | 317.8 | 6928.04 | 19-20
|  | B) LABOUR CHARGES |  |  |  |  | 19-20
|  | 1st Class Mason | day | 8 | 500 | 4000 | 19-20
|  | Miller Operator | day | 1 | 460 | 460 | 19-20
|  | Mazdoor (unskilled) | day | 10 | 420 | 4200 | 19-20
|  | c) Machinery |  |  |  |  | 19-20
|  | Machine Mixing Mortar with Miller - Hire charges | Hrs | 2 | 524.7 | 1049.4 | 19-20
|  | BASIC COST per 10 sqm |  |  | Rs | 18068.05 | 19-20
|  |  |  | GF | FF |  | 19-20
|  | Basic Rate |  | 18068.05 | 18068.05 |  | 19-20
|  | Add extra for Scaffolding Material Charges | 10 | 10.3 | 10.3 |  | 19-20
|  | Add extra for Scaffolding labour Charges @ | 10 | 79.5 | 113.8 |  | 19-20
|  | Add Labour Comp on LC | 10 | 0 | 877.38 |  | 19-20
|  | BASIC COST per 10 sqm |  | 18157.85 | 19069.53 |  | 19-20
|  | BASIC COST per 1 sqm GF |  | 1815.79 | 1906.95 |  | 19-20
19 | BLD-CSTN-8-25 | Providing impervious coat to exposed RCC Roof Slab surface with CM (1:3) 12mm thick with 1Kg of water proof compound per bag of Cement laid over roof when it is green including c/c of all materials and labour charges for mixing mortar, laying, rendering smooth and thread lining, cutting, rounding off junctions of wall and slab etc for finished item of work (APSS 901, 903) |  |  |  |  | 19-20
|  | Unit = 10 Sqm |  |  |  |  | 19-20
|  | A. Materials |  |  |  |  | 19-20
|  | Cement Mortar (1:3) | cum | 0.15 | 3878.04 | 581.71 | 19-20
|  | Impervious water proofing compound Mat-00081 | Kg | 2 | 67 | 134 | 19-20
|  | B. Labour |  |  |  |  | 19-20
|  | Mason 1st class | day | 0.45 | 500 | 225 | 19-20
|  | Mason 2nd class | day | 1.05 | 460 | 483 | 19-20
|  | Mazdoor (un-skilled) | day | 2.8 | 420 | 1176 | 19-20
|  | Rate per 10.00 Sqm |  |  |  | 2599.71 | 19-20
|  |  |  | GF | FF | FF | 19-20
|  | Basic Rate 10.00sqm |  | 2599.71 | 2599.71 | 2599.71 | 19-20
|  | Add Lift Charges @ 10%, 20% on Labour charges B |  |  | 188.4 | 376.8 | 19-20
|  | Rate per 10.00 Sqm |  | 2599.71 | 2788.11 | 2976.51 | 19-20
|  | Rate per 1.00 Sqm |  | 259.97 | 278.81 | 297.65 | 19-20
39 | BLD-CSTN-8-25 | Providing impervious coat to exposed RCC Roof Slab surface with CM (1:3) 20mm thick with 1Kg of water proof compound per bag of Cement laid over roof when it is green including c/c of all materials and labour charges for mixing mortar, laying, rendering smooth and thread lining, cutting, rounding off junctions of wall and slab etc for finished item of work (APSS 901, 903) |  |  |  | BLD-CSTN- 8 -25 | 19-20
|  | Unit = 10 Sqm |  |  |  |  | 19-20
|  | A. Materials |  |  |  |  | 19-20
|  | Cement Mortar (1:3) | cum | 0.21 | 2750.04 | 577.51 | 19-20
|  | Impervious water proofing compound Mat-00081 | Kg | 2 | 67 | 134 | 19-20
|  | B. Labour |  |  |  |  | 19-20
|  | Mason 1st class | day | 0.66 | 500 | 330 | 19-20
|  | Mason 2nd class | day | 1.54 | 460 | 708.4 | 19-20
|  | Mazdoor (un-skilled) | day | 3.7 | 420 | 1554 | 19-20
|  | Rate per 10.00 Sqm |  |  |  | 3303.91 | 19-20
|  |  |  | GF | FF | SF | 19-20
|  | Basic Rate 10.00sqm |  | 3303.91 | 3303.91 | 3303.91 | 19-20
|  | Add Lift Charges @ 10%, 20% on Labour charges B |  |  | 259.24 | 518.48 | 19-20
|  | Rate per 10.00 Sqm |  | 3303.91 | 3563.15 | 3822.39 | 19-20
|  | Rate per 1.00 Sqm |  | 330.39 | 356.32 | 382.24 | 19-20
20 | BLD-CSTN-7-7 | Flooring with high polished granite 16 to 18 mm mm thick slabs other than black set over base coat of cement mortar (1:8), 20 mm thick over CC bed already laid or RCC roof slab, including neat cement slurry of honey like consistency spread @ 3.3.kgs per sqm & jointed neatly with white cement paste mixed with pigment of matching shade to full depth, including cost of all materials like cement, sand water and tilesetc., complete, including seigniorage charges, labour charges for dressing of tilesetc., complete for finished item of work, but excluding the cost of conveyance of all materials |  |  |  |  | 19-20
|  | Unit = 10 Sqm |  |  |  |  | 19-20
|  | A. Materials |  |  |  |  | 19-20
|  | High polished granite 16 to 18 mm thick slab other than black | sqm | 10.5 | 2119.608 | 22255.88 | 19-20
|  | Cement for CM (1:8) proportion for basecoat | Kg | 36 | 4700 | 169.2 | 19-20
|  | Cement for slurry | Kg | 33 | 4700 | 155.1 | 19-20
|  | Cement for jointing | Kg | 6 | 4700 | 28.2 | 19-20
|  | Sand for Mortar CM (1:8) proportion | cum | 0.2 | 1464.8 | 292.96 | 19-20
|  | B. Labour |  |  |  |  | 19-20
|  | Mason 1st class | day | 3 | 500 | 1500 | 19-20
|  | Mason 2nd class | day | 1 | 460 | 460 | 19-20
|  | Mazdoor (un-skilled) | day | 8 | 420 | 3360 | 19-20
|  | Water charges 1% |  | 0.01 | 5965.46 | 59.65 | 19-20
|  | Rate per 10.00 Sqm |  |  |  | 28280.99 | 19-20
|  |  |  | GF | FF | SF | 19-20
|  | Basic Rate 10.00sqm |  | 28280.99 | 28280.99 | 28280.99 | 19-20
|  | Add Lift Charges @ 10%, 20% on Labour charges B |  |  | 532 | 1064 | 19-20
|  | Rate per 10.00 Sqm |  | 28280.99 | 28812.99 | 29344.99 | 19-20
|  | Rate per 1.00 Sqm |  | 2828.1 | 2881.3 | 2934.5 | 19-20
21 | BLD-CSTN-7-21 | Providing skirting to internal walls to 15 cm height/risers of steps with 16-18 mm thick polished granite tiles length equal to flooring stones, set over base coat of CM (1:3) 12 mm thick with cement slurry of honey like consistency spread at the rate of 3.30 kgs per sqm and jointed with white cement paste mixed with pigment of matching shade to full depth, including cost of all materials like tiles, cement, sand and water etc., complete including seigniorage charges, etc., complete for finished item of work |  |  |  |  | 19-20
|  | Unit = 10 Sqm |  |  |  |  | 19-20
|  | A. Materials |  |  |  |  | 19-20
|  | High polished granite 16 to 18 mm thick slab other than black | sqm | 10.5 | 2119.608 | 22255.88 | 19-20
|  | Sand for Moratr CM (1:3) proportion | cum | 0.12 | 1464.8 | 175.78 | 19-20
|  | Cement for CM (1:3) for basecoat | Kg | 57.6 | 4700 | 270.72 | 19-20
|  | Cement for slurry | Kg | 33 | 4700 | 155.1 | 19-20
|  | White cement | Kg | 5 | 27 | 135 | 19-20
|  | B. Labour |  |  |  |  | 19-20
|  | Mason 1st class | day | 2.1 | 500 | 1050 | 19-20
|  | Mason 2nd class | day | 4.9 | 460 | 2254 | 19-20
|  | Mazdoor (un-skilled) | day | 0.8 | 420 | 336 | 19-20
|  | Water charges 1% |  | 0.01 | 4376.6 | 43.77 | 19-20
|  | Rate per 10.00 Sqm |  |  |  | 26676.25 | 19-20
|  |  |  | GF | GF | FF | 19-20
|  | Basic Rate 10.00sqm |  | 26676.25 | 26676.25 | 26676.25 | 19-20
|  | Add Lift Charges @ 10%, 20% on Labour charges |  |  | 364 | 728 | 19-20
|  | Rate per 10.00 Sqm |  | 26676.25 | 27040.25 | 27404.25 | 19-20
|  | Rate per 1.00 Sqm |  | 2667.63 | 2704.03 | 2740.43 | 19-20
42 |  | Full Rounding the edges of Marble/ Granite stone slabs of all thicknesses including polishing the same. |  |  |  |  | 19-20
|  | Initial Cost BMM-V.11 | Rm | 1 | 412 | 412 | 19-20
|  | Rate per 1.00 Rm |  |  |  | 412 | 19-20
43 | BLD-CSTN-7-4 | Flooring with chequrred terrazzo tiles of 22 mm thick (medium shade) set over base coat of cement mortar (1:6) 12 mm thick over CC bed already laid or RCC roof slab, including near cement slurry of honey like consistency spread @ 3.3.kgs per sqm & jointed with neat cement to full depth mixed with pigment of matching shade including cost of all materials like cement, sand water and tiles etc., complete, including seigniorage charges, complete for finished item of work |  |  |  |  | 19-20
|  | Unit = 10 Sqm |  |  |  |  | 19-20
|  | A. Materials |  |  |  |  | 19-20
|  | Chequerred terrazzo tiles of 22 mm thick (medium shade) BMT-D.01 | sqm | 10.5 | 266 | 2793 | 19-20
|  | Cement for CM (1:6) proportion for basecoat | Kg | 28.8 | 4700 | 135.36 | 19-20
|  | Cement for slurry | Kg | 33 | 4700 | 155.1 | 19-20
|  | Cement for jointing | Kg | 6 | 4700 | 28.2 | 19-20
|  | Sand for Mortar CM (1:6) proportion | cum | 0.12 | 1464.8 | 175.78 | 19-20
|  | B. Labour |  |  |  |  | 19-20
|  | Mason 2nd class | day | 0.96 | 460 | 441.6 | 19-20
|  | Man Mazdoor | day | 2.24 | 420 | 940.8 | 19-20
|  | Mazdoor (un-skilled) | day | 3.3 | 420 | 1386 | 19-20
|  | Rate per 10.00 Sqm |  |  |  | 6055.84 | 19-20
|  |  |  | GF | FF | SF | 19-20
|  | Basic Rate 10.00sqm |  | 6055.84 | 6055.84 | 6055.84 | 19-20
|  | Add Lift Charges @ 10%, 20% on Labour charges B |  |  | 276.84 | 553.68 | 19-20
|  | Rate per 10.00 Sqm |  | 6055.84 | 6332.68 | 6609.52 | 19-20
|  | Rate per 1.00 Sqm |  | 605.58 | 633.27 | 660.95 | 19-20
44 | BLD-CSTN-7-20 | Providing Skirting to internal walls to 15cm height / risers of steps with chequrred terrazzo tiles length equal to flooring stones, set over base coat of CM (1:5) 12mm thick with Cement slurry of honey like consistency spread @ 3.30 Kgs per Sqm & jointed with white Cement paste mixed with pigment of matching shade to full depth, including c/c of materials like Cement, Sand and Water and tiles etc complete for finished item of work |  |  |  |  | 19-20
|  | Unit = 10 Sqm |  |  |  |  | 19-20
|  | A. Materials |  |  |  |  | 19-20
|  | Chequerred terrazzo tiles of 22 mm thick (medium shade) BMT-D.01 | sqm | 10.5 | 266 | 2793 | 19-20
|  | Sand for Mortar for CM (1:5) proportion | cum | 0.12 | 1464.8 | 175.78 | 19-20
|  | Cement for CM (1:5) base coat | Kg | 34.56 | 4700 | 162.43 | 19-20
|  | Cement for Slurry | Kg | 33 | 4700 | 155.1 | 19-20
|  | White Cement jointing & pointing BMS.W.68 | Kg | 2 | 27 | 54 | 19-20
|  | B. Labour |  |  |  |  | 19-20
|  | Mason 1st class | day | 0.96 | 500 | 480 | 19-20
|  | Mason 2nd class | day | 2.24 | 460 | 1030.4 | 19-20
|  | Mazdoor (un-skilled) | day | 3.3 | 420 | 1386 | 19-20
|  | Rate per 10.00 Sqm |  |  |  | 6236.71 | 19-20
|  |  |  | GF | FF | SF | 19-20
|  | Basic Rate 10sqm |  | 6236.71 | 6236.71 | 6236.71 | 19-20
|  | Add Lift Charges @ 10%, 20% on Labour charges on B |  |  | 289.64 | 579.28 | 19-20
|  | 10.00 Sqm |  | 6236.71 | 6526.35 | 6815.99 | 19-20
|  | 1.00 Sqm |  | 623.67 | 652.64 | 681.6 | 19-20
15 | BLD-CSTN-7-5 | Flooring with Porcelain Vitrified tiles stain free double charged of 1st quality and of size not less than 600X600X8mm thickness glossy finish premium colours, set over base coat of CM (1:8), 12mm thick over already laid CC bed / RCC Roof slab, including neat Cement slurry of honey like consistency spread @ 3.30 Kgs per Sqm & jointed with neat white Cement paste to full depth mixed with pigment of matching shade including c/c of all materials like Cement, Sand and Water and tiles etc complete including labour charges etc complete for finished item of work |  |  |  |  | 19-20
|  | Unit = 10 Sqm |  |  |  |  | 19-20
|  | A. Materials |  |  |  |  | 19-20
|  | Vitrified tiles 600X600X8mm th BMT-C.09 | sqm | 10.5 | 612 | 6426 | 19-20
|  | Cement for CM (1:8) proportion for basecoat | Kg | 21.6 | 4700 | 101.52 | 19-20
|  | Cement for slurry | Kg | 33 | 4700 | 155.1 | 19-20
|  | Cement for pointing with CM (1:3) | Kg | 6 | 4700 | 28.2 | 19-20
|  | Sand for Mortar for CM (1:8) proportion | cum | 0.12 | 1464.8 | 175.78 | 19-20
|  | Sand for Moratr for pointing | cum | 0.02 | 1464.8 | 29.3 | 19-20
|  | B. Labour |  |  |  |  | 19-20
|  | Mason 1st class | day | 0.96 | 500 | 480 | 19-20
|  | Mason 2nd class | day | 2.24 | 460 | 1030.4 | 19-20
|  | Mazdoor (un-skilled) | day | 3.3 | 420 | 1386 | 19-20
|  | Add water charges 1% |  | 0.01 | 9812.3 | 98.12 | 19-20
|  | Rate per 10.00 Sqm |  |  |  | 9910.42 | 19-20
|  |  |  | GF | FF | SF | 19-20
|  | Basic Rate 10sqm |  | 9910.42 | 9910.42 | 9910.42 | 19-20
|  | Add Lift Charges @ 10%, 20% on Labour charges on B |  |  | 289.64 | 579.28 | 19-20
|  | 10.00 Sqm |  | 9910.42 | 10200.06 | 10489.7 | 19-20
|  | 1.00 Sqm |  | 991.04 | 1020.01 | 1048.97 | 19-20
16 | BLD-CSTN-7-20 | Providing Skirting to internal walls to 15cm height / risers of steps with Porcelain Vitrified tiles length equal to flooring stones, set over base coat of CM (1:5) 12mm thick with Cement slurry of honey like consistency spread @ 3.30 Kgs per Sqm & jointed with white Cement paste mixed with pigment of matching shade to full depth, including c/c of materials like Cement, Sand and Water and tiles etc complete for finished item of work |  |  |  |  | 19-20
|  | Unit = 10 Sqm |  |  |  |  | 19-20
|  | A. Materials |  |  |  |  | 19-20
|  | Vitrified tiles 600X600X8mm th BMT-C.09 | sqm | 10.5 | 612 | 6426 | 19-20
|  | Sand for Mortar for CM (1:5) proportion | cum | 0.12 | 1464.8 | 175.78 | 19-20
|  | Cement for CM (1:5) base coat | Kg | 34.56 | 4700 | 162.43 | 19-20
|  | Cement for Slurry | Kg | 33 | 4700 | 155.1 | 19-20
|  | White Cement jointing & pointing BMS.W.68 | Kg | 2 | 27 | 54 | 19-20
|  | B. Labour |  |  |  |  | 19-20
|  | Mason 1st class | day | 0.96 | 500 | 480 | 19-20
|  | Mason 2nd class | day | 2.24 | 460 | 1030.4 | 19-20
|  | Mazdoor (un-skilled) | day | 3.3 | 420 | 1386 | 19-20
|  | Rate per 10.00 Sqm |  |  |  | 9869.71 | 19-20
|  |  |  | GF | FF | SF | 19-20
|  | Basic Rate 10sqm |  | 9869.71 | 9869.71 | 9869.71 | 19-20
|  | Add Lift Charges @ 10%, 20% on Labour charges on B |  |  | 289.64 | 579.28 | 19-20
|  | 10.00 Sqm |  | 9869.71 | 10159.35 | 10448.99 | 19-20
|  | 1.00 Sqm |  | 986.97 | 1015.94 | 1044.9 | 19-20
17 | BLD-CSTN-7-6 | Flooring with Ceramic non skid tiles of not less than 7-8mm thick 1st quality laid over floor bed / VRCC slab set over base coat of CM (1:8), 12mm thick and neat grey Cement slurry of honey like consistency spread @ 3.30 Kgs per Sqm & jointed with neat white Cement paste to full depth mixed with pigment of matching shade including c/c of all materials to site including cost of mixing of mortar and watering and levelling to proper slope and curing including all labour charges etc for finished item of work |  |  |  |  | 19-20
|  | Unit = 10 Sqm |  |  |  |  | 19-20
|  | A. Materials |  |  |  |  | 19-20
|  | Non-Skid Ceramic tiles 300X300 BMT.C.01 | sqm | 10.5 | 370 | 3885 | 19-20
|  | Cement for CM (1:8) proportion for basecoat | Kg | 21.6 | 4700 | 101.52 | 19-20
|  | Cement for slurry | Kg | 33 | 4700 | 155.1 | 19-20
|  | White Cement jointing & pointing BMS.W.68 | Kg | 2 | 27 | 54 | 19-20
|  | Sand for Mortar CM (1:8) proportion | cum | 0.12 | 1464.8 | 175.78 | 19-20
|  | B. Labour |  |  |  |  | 19-20
|  | Mason 1st class | day | 0.96 | 500 | 480 | 19-20
|  | Mason 2nd class | day | 2.24 | 460 | 1030.4 | 19-20
|  | Mazdoor (un-skilled) | day | 3.3 | 420 | 1386 | 19-20
|  | Rate per 10.00 Sqm |  |  |  | 7267.8 | 19-20
|  |  |  | GF | FF | SF | 19-20
|  | Basic Rate 10sqm |  | 7267.8 | 7267.8 | 7267.8 | 19-20
|  | Add Lift Charges @ 10%, 20% on Labour charges on B |  |  | 289.64 | 579.28 | 19-20
|  | 10.00 Sqm |  | 7267.8 | 7557.44 | 7847.08 | 19-20
|  | 1.00 Sqm |  | 726.78 | 755.74 | 784.71 | 19-20
18 | BLD-CSTN-7-18 | Providing Daddooing to walls with 5 to 7mm thick Glazed Ceramic wall tiles of 1st quality of 6mm thick set over base coat of CM (1:3) 12mm thick with Cement slurry of honey like consistency spread @ 3.30 Kgs per Sqm & jointed with neat white Cement paste to full depth mixed with pigment of matching shade including c/c of all materials to site, cost of all materials like tiles, Cement, sand and water etc complete for finished item of work |  |  |  |  | 19-20
|  | Unit = 10 Sqm |  |  |  |  | 19-20
|  | A. Materials |  |  |  |  | 19-20
|  | Glazed Ceramic wall tiles 6mm BMT.C.21 | sqm | 10.5 | 323 | 3391.5 | 19-20
|  | Sand for Mortar CM (1:3) proportion | cum | 0.12 | 1464.8 | 175.78 | 19-20
|  | Cement for CM (1:3) base coat | Kg | 57.6 | 4700 | 270.72 | 19-20
|  | Cement for Slurry | Kg | 33 | 4700 | 155.1 | 19-20
|  | White Cement for jointing and pointing | Kg | 6 | 27 | 162 | 19-20
|  | B. Labour |  |  |  |  | 19-20
|  | Mason 1st class | day | 0.77 | 500 | 385 | 19-20
|  | Mazdoor (un-skilled) | day | 0.8 | 420 | 336 | 19-20
|  | Rate per 10.00 Sqm |  |  |  | 4876.1 | 19-20
|  |  |  | GF | FF | SF | 19-20
|  | Basic Rate 10sqm |  | 4876.1 | 4876.1 | 4876.1 | 19-20
|  | Add Lift Charges @ 10%, 20% on Labour charges on B |  |  | 72.1 | 144.2 | 19-20
|  | 10.00 Sqm |  | 4876.1 | 4948.2 | 5020.3 | 19-20
|  | 1.00 Sqm |  | 487.61 | 494.82 | 502.03 | 19-20
49 | BLD-CSTN-5-1 | Flush Pointing with CM (1:3) to Brick Masonry |  |  |  |  | 19-20
|  | Unit = 10 sqm |  |  |  |  | 19-20
|  | A. Materials |  |  |  |  | 19-20
|  | Cement | Kg | 14.4 | 4700 | 67.68 | 19-20
|  | Fine aggregate (Sand) for Mortar | cum | 0.03 | 1464.8 | 43.94 | 19-20
|  | B. Labour |  |  |  |  | 19-20
|  | Mason 2nd class | day | 0.5 | 460 | 230 | 19-20
|  | Mazdoor (un-skilled) | day | 0.74 | 420 | 310.8 | 19-20
|  | Rate per 10.00 Sqm |  |  |  | 652.42 | 19-20
22 | BLD-CSTN-7-11 | Flooring with pressed clay flooring tiles, set over base coat of cement mortar (1:8) 12 mm thick over CC bed already laid or RCC roof slab, including neat cement slurry of honey like consistency spread @ 3.3.kgs per sqm & jointed neatly with cement mixed with pigment of matching shade to full depth, including cost of all materials like cement, sand water and tiles etc., complete, for finished item of work, |  |  |  |  | 19-20
|  | Unit = 10 sqm |  |  |  |  | 19-20
|  | A. Materials |  |  |  |  | 19-20
|  | pressed clay flooring tiles | No's | 0.255 | 19217.8 | 4900.54 | 19-20
|  | Cement for CM (1:8) for base coat | Kgs | 21.6 | 4700 | 101.52 | 19-20
|  | Cement for jointing & pointing | Kgs | 6 | 4700 | 28.2 | 19-20
|  | Pointing with CM (1:3) | Sqm | 1 | 652.42 | 652.42 | 19-20
|  | Deduct CM (1:3) | cum | 0.04 | 1464.8 | -58.59 | 19-20
|  | Sand for CM (1:8) | cum | 0.12 | 1464.8 | 175.78 | 19-20
|  | B. Labour |  |  |  |  | 19-20
|  | Mason 1st class | day | 0.96 | 500 | 480 | 19-20
|  | Mason 2nd class | day | 2.24 | 460 | 1030.4 | 19-20
|  | Mazdoor (un-skilled) | day | 4.3 | 420 | 1806 | 19-20
|  | Rate per 10.00 Sqm |  |  |  | 9116.27 | 19-20
|  |  |  | GF | FF | SF | 19-20
|  | Basic Rate 10sqm |  | 9116.27 | 9116.27 | 9116.27 | 19-20
|  | Add Lift Charges @ 10%, 20% on Labour charges on B |  |  | 331.64 | 663.28 | 19-20
|  | 10.00 Sqm |  | 9116.27 | 9447.91 | 9779.55 | 19-20
|  | 1.00 Sqm |  | 911.63 | 944.79 | 977.96 | 19-20
26 |  | Supply of precast concrete blocks for paving of M-35 grade and thickness not less than 60 mm for Light traffic areas conforming to IS 15658:2006 in all shapes and designs for laying & fixing of precast concrete blocks for paving of all grades, any thickness, all sizes & shapes including all labour charges for loading & unloading, laying to desired lines and levels complete |  |  |  |  | 19-20
|  | A. Materials |  |  |  |  | 19-20
|  | Precasted concrete blocks BMT-D.13 | Sqm | 1 | 311 | 311 | 19-20
|  | Labour charges BMT-D.17 | Sqm | 1 | 178 | 178 | 19-20
|  | 1.00 Sqm |  |  |  | 489 | 19-20
28 | BLD-CSTN-7-13 | Gronolithie Concrete Flooring 20 mm thick with (1:1:2), using 6mm to 12 mm size hard granite machine crushed metal laid over CC bed already laid or RCC roof slab, in alternate panels of size not exceeding 1.50 m x 1.50 m and finishing the top surface to required smoothness and slopes and thread lining including cost of all materials like cement, metal, sand and water etc., complete, including seigniorage charges, etc., complete for finished item of work, but excluding the cost of conveyance of all materials |  |  |  |  | 19-20
|  | Unit = 10 Sqm |  |  |  |  | 19-20
|  | A. Materials |  |  |  |  | 19-20
|  | 6mm to 12 mm H.G. Metal (Machine crushed) | cum | 0.17 | 1722.3 | 292.79 | 19-20
|  | Cement | Kg | 120 | 4700 | 564 | 19-20
|  | Sand | cum | 0.085 | 1384.8 | 117.71 | 19-20
|  | B. Labour |  |  |  |  | 19-20
|  | Mason 1st class | day | 1.25 | 500 | 625 | 19-20
|  | Mason 2nd class | day | 0.06 | 460 | 27.6 | 19-20
|  | Mazdoor (un-skilled) | day | 3 | 420 | 1260 | 19-20
|  | Rate per 10.00 Sqm |  |  |  | 2887.1 | 19-20
|  |  |  | GF | FF | SF | 19-20
|  | Basic Rate 10sqm |  | 2887.1 | 2887.1 | 2887.1 | 19-20
|  | Add Lift Charges @ 10%, 20% on Labour charges on B |  |  | 191.26 | 382.52 | 19-20
|  | 10.00 Sqm |  | 2887.1 | 3078.36 | 3269.62 | 19-20
|  | 1.00 Sqm |  | 288.71 | 307.84 | 326.96 | 19-20
51 | BLD-CSTN-9-4 | White washing one coat with whiting of approved quality to give an even shade after thoroughly brushing the surface to remove all dirt and remains of loose powdered materials including cost of all materials, labour charges and incidental such as scaffolding, lift charges etc., complete for finished item of work, but excluding conveyance charges of materials |  |  |  |  | 19-20
|  | Unit = 10 Sqm |  |  |  |  | 19-20
|  | A. Materials |  |  |  |  | 19-20
|  | Whiting / White Cement / BMT-J.31 | 20Kg | 1.2 | 550 | 33 | 19-20
|  | B. Labour |  |  |  |  | 19-20
|  | Painter | day | 0.11 | 580 | 63.8 | 19-20
|  | Mazdoor (un-skilled) | day | 0.22 | 420 | 92.4 | 19-20
|  | Sundries including brushes, ladders, etc.,5% |  | 0.05 | 189.2 | 9.46 | 19-20
|  | Rate per 10.00 Sqm |  |  |  | 198.66 | 19-20
|  |  |  | GF | FF | SF | 19-20
|  | Basic Rate 10 sqm |  | 198.66 | 198.66 | 198.66 | 19-20
|  | Add Lift Charges @ 10%, 20% on Labour charges on B |  |  | 15.62 | 15.62 | 19-20
|  | 10.00 Sqm |  | 198.66 | 214.28 | 214.28 | 19-20
|  | 1.00 Sqm |  | 19.87 | 21.43 | 21.43 | 19-20
23 | Amendment ofasper Building SSR 2011-12 | Providing and applying Wall putty of White Cement or Polymer or Cement based of average 1 to 2 mm thickness over plastered surface to prepare the surface even and smooth after thoroughly brushing the surface to remove all dirt and remains of loose powdered materials, applying emery paper, Sand the surface, clean & wipe off loose dust, applying knifing paste filler by putty knife / muslin pad, air dry for 2 - 3 hrs, sand with 180 and 320 No., emery paper for the surface preparation including cost and conveyance of all materials and all operational, incidental and all labour charges etc., complete for finished item of work in all floors for internal walls |  |  |  |  | 19-20
|  | Unit = 10 Sqm |  |  |  |  | 19-20
|  | A. Materials |  |  |  |  | 19-20
|  | wall putty (BMT-J.31) | 20Kg | 23 | 550 | 632.5 | 19-20
|  | B. Labour |  |  |  |  | 19-20
|  | Painter 1st class | day | 0.273 | 580 | 158.34 | 19-20
|  | Painter 2nd class | day | 0.637 | 460 | 293.02 | 19-20
|  | Mazdoor (un-skilled) | day | 0.91 | 420 | 382.2 | 19-20
|  | Sundries |  | 0.01 | 1466.06 | 14.66 | 19-20
|  | Rate per 10.00 Sqm |  |  |  | 1480.72 | 19-20
|  |  |  | GF | FF | SF | 19-20
|  | Basic Rate 10 sqm |  | 1480.72 | 1480.72 | 1480.72 | 19-20
|  | Add Lift Charges @ 10%, 20% on Labour charges on B |  |  | 83.36 | 166.72 | 19-20
|  | 10.00 Sqm |  | 1480.72 | 1564.08 | 1647.44 | 19-20
|  | 1.00 Sqm |  | 148.07 | 156.41 | 164.74 | 19-20
24 | BLD-CSTN-10-2 | Painting, Priming Coat on New Plastered Surface for internal walls |  |  |  |  | 19-20
|  | Unit: 10 sqm |  |  |  |  | 19-20
|  | A. MATERIALS : |  |  |  |  | 19-20
|  | Cement Primer Interior Grade BMT-J.01 | kg | 1 | 141 | 141 | 19-20
|  | B. LABOUR |  |  |  |  | 19-20
|  | Painter 1st class | day | 0.21 | 580 | 121.8 | 19-20
|  | Painter 2nd class | day | 0.49 | 460 | 225.4 | 19-20
|  | Sundries including brushes, soaps, putty etc., |  | 0.005 | 488.2 | 2.44 | 19-20
|  | Total cost for 10 sqm |  |  |  | 490.64 | 19-20
|  | BASIC COST per 10 sqm |  |  |  | 490.64 | 19-20
25 | BLD-CSTN-10-2 | Painting, Priming Coat on New Plastered Surface for external walls |  |  |  |  | 19-20
|  | Unit: 10 sqm |  |  |  |  | 19-20
|  | A. MATERIALS : |  |  |  |  | 19-20
|  | Cement Primer external Grade BMT-J.02 | kg | 1 | 180 | 180 | 19-20
|  | B. LABOUR |  |  |  |  | 19-20
|  | Painter 1st class | day | 0.21 | 580 | 121.8 | 19-20
|  | Painter 2nd class | day | 0.49 | 460 | 225.4 | 19-20
|  | Sundries including brushes, soaps, putty etc., |  | 0.005 | 527.2 | 2.64 | 19-20
|  | Total cost for 10 sqm |  |  |  | 529.84 | 19-20
|  | BASIC COST per 10 sqm |  |  |  | 529.84 | 19-20
26 | Amendment ofasper Building SSR 2011-12 | Painting to new walls with 2 coats of acrylic Emulsion paint Asian or equivalent and shade over Priming coat with Cement primer water base interior Gr-1 Asian or equivalent on new plastered surface after throughly brushing the surace remove all dirt and remains of loose powdered materials including cost and conveyance of all materials to worksite and all oparational, incidental, labour charges etc complete for finished item of work as per SS 911 for internal walls |  |  |  |  | 19-20
|  | PRIMARY COAT: |  |  |  |  | 19-20
|  | Painting, Priming Coat with Cement Primer | 10 Sqm | 1 | 490.64 | 490.64 | 19-20
19-20
|  | A) MATERIALS : |  |  |  |  | 19-20
|  | acrylic Emulsion paint | Ltr | 0.8 | 168 | 134.4 | 19-20
|  | B) LABOUR |  |  |  |  | 19-20
|  | Painter - 1st Class | day | 0.36 | 580 | 208.8 | 19-20
|  | Painter - 2nd class | day | 0.84 | 460 | 386.4 | 19-20
[6 empty] | 1220.24 | 19-20
|  |  |  | GF | FF | SF | 19-20
|  | Basic Rate |  | 1220.24 | 1220.24 | 1220.24 | 19-20
|  | Lift Charges per 10 Sqmt. |  |  | 94.24 | 188.48 | 19-20
|  | BASIC COST per 10 sqm |  | 1220.24 | 1314.48 | 1408.72 | 19-20
|  | BASIC COST per 1 sqm |  | 122.02 | 131.45 | 140.87 | 19-20
27 | Amendment ofasper Building SSR 2011-12 | Painting to new walls with 2 coats of acrylic Emulsion paint Asian or equivalent and shade over Priming coat with Cement primer water base exterior Gr-2 Asian or equivalent on new plastered surface after throughly brushing the surace remove all dirt and remains of loose powdered materials including c/c of all materials to worksite and all oparational, incidental ,labour charges etc complete for finished item of work as per SS 912 for External walls |  |  |  |  | 19-20
|  | Painting, Priming Coat with Cement Primer | 10 Sqm | 1 | 529.84 | 529.84 | 19-20
|  | A) MATERIALS : |  |  |  |  | 19-20
|  | acrylic Emulsion paint (at 20 sqm / liter as per British Paints (I) Ltd. | Ltr | 0.8 | 194 | 155.2 | 19-20
|  | B) LABOUR |  |  |  |  | 19-20
|  | Painter - 1st Class | day | 0.21 | 580 | 121.8 | 19-20
|  | Painter - 2nd class | day | 0.49 | 460 | 225.4 | 19-20
|  | Mazdoor | day | 1.5 | 420 | 630 | 19-20
[6 empty] | 1662.24 | 19-20
|  |  |  | GF | FF | SF | 19-20
|  | Basic Rate |  | 1662.24 | 1662.24 | 1662.24 | 19-20
|  | Add Labour Comp on LC |  |  | 132.44 | 264.88 | 19-20
|  | BASIC COST per 10 sqm |  | 1662.24 | 1794.68 | 1927.12 | 19-20
|  | BASIC COST per 1 sqm |  | 166.22 | 179.47 | 192.71 | 19-20
58 | BLD-CSTN -10-6 & 10-12 (iii) | Painting New Wood work with Two coats of ready mixed Synthatic Enamil paint first quality of shades over primary coat of wood primary making Three coats in all given as even shade after thoroughly brushes the surface to remove all remains of loose provided materials including cost and conveyance of all materials, cost of brushes and other opartational incidental ,seigniorage charges, labour charges, scaffolding charges etc complete for finished item of work as per APSS |  |  |  |  | 19-20
|  | Unit = 10 Sqm |  |  |  |  | 19-20
|  | Primary Coat on New Wood Work |  |  |  |  | 19-20
|  | A. Materials |  |  |  |  | 19-20
|  | Wood primer BMT.J.05 | Lit | 0.7 | 130 | 91 | 19-20
|  | B. Labour |  |  |  |  | 19-20
|  | Painter 1st class | day | 0.21 | 580 | 121.8 | 19-20
|  | Painter 2nd Class | day | 0.48 | 460 | 220.8 | 19-20
|  | Sundries including brushes @ 1% overall above |  |  | 433.6 | 4.34 | 19-20
|  | Painting Two Coats on New Wood Work |  |  |  |  | 19-20
|  | A. Materials |  |  |  |  | 19-20
|  | Synthatic Enamil Paint at 20sqm/Lt BMT.J.29 | Lit | 2.8 | 248 | 694.4 | 19-20
|  | B. Labour |  |  |  |  | 19-20
|  | Painter 1st class | day | 0.36 | 580 | 208.8 | 19-20
|  | Painter 2nd Class | day | 0.84 | 460 | 386.4 | 19-20
|  | Total Rate per Primary &Two coats 10.00 Sqm |  |  |  | 1727.54 | 19-20
|  | Rate per 1.00 Sqm |  |  |  | 172.75 | 19-20
59 |  | Supply & application of One Coat Water based Cement Primer, One coat of Deco / PMCC Orient Base Exterior Texture & two coats of Altek Harmony (Emulsion paint exterior grade) inclusive of all taxes for finished item of work |  |  |  |  | 19-20
| BMT-J.46 | Initial cost (SSR 2012-13) | Sqm | 1 | 205 | 205 | 19-20
[6 empty] | 205 | 19-20
60 |  | Supply & applying Poly-Urethane Water Proof Polish Glossy/ Matt finish to the wood works duly cleaning the surface and applying emery paper, Sand the wood with 180 No., emery paper and then with 320 No., emery paper, clean & wipe off loose dust, applying suitable knifing paste filler / wood filler by putty knife / muslin pad, air dry for 2 - 3 hrs, sand with 180 and 320 No., emery paper, applying two component wood sealer, after the surface preparation applying one coat of approved spraying PU thinner (for spraying) / applying one coat of approved brushing PU thinner or general purpose thinner (for brushing) and apply one coat of PU by brush or spray, air-dry overnight, Sand again with 180 No. emery paper and removing dust, applying second coat of PU, air drying for 4 - 6 Hrs, Sand with 320 No emery paper, and applying (either with spray or brush) two coats of approved brand PU including cost & labour charges, emery papers, cost of thinner & PU of approved brands such as Jenson & Nicholson, Asian Paints, Berger Paints or equivalent etc., complete for finished item |  |  |  |  | 19-20
|  | Unit = 1 sqm |  |  |  |  | 19-20
| BMT-J.13 | Poly-Urethene Polish - exteritor Grade | Ltr | 0.065 | 708 | 46.02 | 19-20
| BMT-J.13 | Thinner for Polyurethane polish | Ltr | 0.033 | 244 | 8.05 | 19-20
|  | Painter 1st class | day | 0.24 | 580 | 139.2 | 19-20
|  | Painter 2nd class | day | 0.56 | 460 | 257.6 | 19-20
|  | Helper | day | 0.8 | 420 | 336 | 19-20
|  | Basic coat per 1 sqm |  |  |  | 786.87 | 19-20
12 |  | Painting, Lettering and Picturing to walls with two coats over primary coat with Emulsion paint (Like Birds, Animals, Cartoons, Numbers etc.,) to Angnwadi center building as per the instructions of Engineer - in - charge including cost and conveyance of all paints and all labour charges etc complete. |  |  |  |  | 19-20
|  | As per quotation rate | Sqm | 1 | 630 | 630 | 19-20
[6 empty] | 630 | 19-20
24 |  | Supply & fixing of Rolling shutter made of 80 x 1.25 mm machine rolled CRCA laths, interlocked together through their entire length and jointed together at the ends by endlocks, mounted on specially designed pipe shaft of 50mm dia nominal bore MS B class pipe with brackets, plates, guide channels, stoppers, bottom locking plates and arrangements for inside & outside locking with push-pull operations including cost of hood cover and springs complete, painted with one coat of approved steel primer, locks, ball bearings, all accessories etc complete for finished item of work as per special spn: 1108 |  |  |  |  | 19-20
| BMT-F.29 | Initial cost | Sqm | 1 | 3198 | 3198 | 19-20
[6 empty] | 3198 | 19-20
63 |  | S&F of 48" dia(1.20Mts) 2" thick Precasted rcc hume rings including cost and conveyance of all material and labour charges etc., complete for septic Tank |  |  |  |  | 19-20
| ELEC-8.4.22 | 18" dia(0.45Mts) 2" thick hume pipe ring | 1No | 1 | 250 | 250 | 19-20
|  | 48" dia(1.20Mts) 2" thick hume pipe ring |  |  |  |  | 19-20
|  | 0.45= 250.00 : 1.20 = ? |  |  |  |  | 19-20
|  | ?=1.20 x 250.00 / 0.45 |  |  |  |  | 19-20
|  | ?=666.66 |  |  |  |  | 19-20
|  | 48.00" dia(1.20Mts) 2" thick hume pipe ring | 1No | 1 | 666.66 | 666.66 | 19-20
19-20
[6 empty] | 666.66 | 19-20
64 |  | S&F of 36" dia(0.90Mts) 2" thick Precasted rcc hume rings including cost and conveyance of all material and labour charges etc., complete for septic Tank |  |  |  |  | 19-20
| ELEC-8.4.22 | 18" dia(0.45Mts) 2" thick hume pipe ring | 1No | 1 | 250 | 250 | 19-20
|  | 36" dia(0.90Mts) 2" thick hume pipe ring |  |  |  |  | 19-20
|  | 0.45= 250.00 : 0.90 = ? |  |  |  |  | 19-20
|  | ?=0.90 x 250.00 / 0.45 |  |  |  |  | 19-20
|  | ?=500.00 |  |  |  |  | 19-20
|  | 36" dia(0.90Mts) 2" thick hume pipe ring | 1No | 1 | 500 | 500 | 19-20
19-20
[6 empty] | 500 | 19-20
65 |  | S&F of 1200 mm dia 2" thick Precasted cc cover for hume pipe including cost and conveyance of all material and labour charges etc., complete for septic Tank |  |  |  |  | 19-20
| ELEC-8.4.24 | CC Cover for hume pipe | 1No | 1 | 130 | 130 | 19-20
19-20
[6 empty] | 130 | 19-20
25 |  | S&F of Cement Jolleys 50mm thick |  |  |  |  | 19-20
| BMS-W.17 | Initial cost | Sqm | 1 | 340 | 340 | 19-20
|  | 1st class mason | Day | 0.06 | 500 | 30 | 19-20
|  | 2nd class mason | Day | 0.06 | 460 | 27.6 | 19-20
|  | Mazdoor(unskilled) | Day | 0.275 | 420 | 115.5 | 19-20
|  | Rate per 1 Sqm |  |  |  | 513.1 | 19-20
|  | AS PER SSR 2020-21 |  |  |  |  | 20-21
11 | BLD-CSTN -1-4 | Cement Mortar (1:3) |  |  |  |  | 20-21
|  | Cost of Cement | Kg | 480 | 4700 | 2256 | 20-21
|  | Sand for Plastering including 5% wastage | cum | 1.05 | 1546.6 | 1623.93 | 20-21
|  | Man Mazdoor for mixing mortar | day | 0.2 | 460 | 92 | 20-21
[6 empty] | 3971.93 | 20-21
2 | BLD-CSTN -1-5 | Cement Mortar (1:4) |  |  |  |  | 20-21
|  | Cost of Cement | Kg | 360 | 4700 | 1692 | 20-21
|  | Sand for Plastering including 5% wastage | cum | 1.05 | 1546.6 | 1623.93 | 20-21
|  | Man Mazdoor for mixing mortar | day | 0.2 | 460 | 92 | 20-21
[6 empty] | 3407.93 | 20-21
14 | BLD-CSTN -1-6 | Cement Mortar (1:5) |  |  |  |  | 20-21
|  | Cost of Cement | Kg | 288 | 4700 | 1353.6 | 20-21
|  | Sand for Plastering including 5% wastage | cum | 1.05 | 1546.6 | 1623.93 | 20-21
|  | Man Mazdoor for mixing mortar | day | 0.2 | 460 | 92 | 20-21
[6 empty] | 3069.53 | 20-21
4 | BLD-CSTN -1-7 | Cement Mortar (1:6) |  |  |  |  | 20-21
|  | Cost of Cement | Kg | 240 | 4700 | 1128 | 20-21
|  | Sand for Mortar including 5% wastage | cum | 1.05 | 1546.6 | 1623.93 | 20-21
|  | Man Mazdoor for mixing mortar | day | 0.2 | 460 | 92 | 20-21
[6 empty] | 2843.93 | 20-21
5 | BLD-CSTN -1-8 | Cement Mortar (1:8) |  |  |  |  | 20-21
|  | Cost of Cement | Kg | 180 | 4700 | 846 | 20-21
|  | Sand for Mortar including 5% wastage | cum | 1.05 | 1546.6 | 1623.93 | 20-21
|  | Man Mazdoor for mixing mortar | day | 0.2 | 460 | 92 | 20-21
[6 empty] | 2561.93 | 20-21
12 |  | 20 mm GRADED METAL( CW 07 20 mm(48%) and 12 mm(12%)10 mm(12%) 6 mm(8)% (34822)) |  |  |  |  | 20-21
|  | 20 mm HBG metal(SS 5) | 0.6 | 1966.8 | 1180.08 |  | 20-21
|  | 12 mm HBG metal(SS 5) | 0.15 | 1696.8 | 254.52 |  | 20-21
|  | 10 mm HBG metal(SS 5) | 0.15 | 1531.8 | 229.77 |  | 20-21
|  | 6 mm HBG metal(SS 5) | 0.1 | 1346.8 | 134.68 |  | 20-21
|  | Rate per Cum |  |  | 1799.05 |  | 20-21
20-21
6 |  | Clearing light jungle including up-rooting and removing of Juliflora stumps. |  |  |  |  | 20-21
|  | Unit = Cum |  |  |  |  | 20-21
|  | RSSR 19-20 |  |  |  |  | 20-21
|  | Unskilled Labour Charges |  |  |  | 5.86 | 20-21
|  | Rate per 1 Cum |  |  |  | 5.86 | 20-21
13 |  | Engaging Unskilled Labour for Earth work excavation and depositing on bank with an initial lead & initial lift in Loamy and Clayey soils like BC Soils, Red Earth Soils (Ordinary Soils) |  |  |  |  | 20-21
|  | Unit = Cum |  |  |  |  | 20-21
|  | RSSR 19-20 |  |  |  |  | 20-21
|  | Unskilled Labour Charges |  |  |  | 139.55 | 20-21
|  | Rate per 1 Cum |  |  |  | 139.55 | 20-21
5 | RBR-FNDN - 2- (I) Amendment as per 2015-16 | Filling with Sand in trenches, sides of foundations & basement by watering and ramming including all operational, incidental, labour charges, hire charges of T&P etc complete including cost and conveyance of material and labour charges etc complete for finished item of the work (APSS No 309& 310) per 1 Cum |  |  |  |  | 20-21
|  | Unit = Cum |  |  |  |  | 20-21
|  | Taking Output 6 Cum |  |  |  |  | 20-21
| a) | Labour |  |  |  |  | 20-21
|  | Mazdoor (Un-Skilled) | day | 0.31 | 460 | 142.6 | 20-21
| b) | Material |  |  |  |  | 20-21
|  | Sand for filling | Cum | 6 | 1316.6 | 7899.6 | 20-21
|  | Rate per 6 Cum |  |  |  | 8042.2 | 20-21
|  | Rate per 1 Cum |  |  |  | 1340.37 | 20-21
14 | RBR-FNDN -2- (I) Amendment as per 2015-16 | Filling Basement with Selected earth in trenches, sides of foundations & basement by watering and ramming including all operational, incidental, labour charges, hire charges of T&P etc complete including cost and conveyance of material and labour charges etc complete for finished item of the work (APSS No 309& 310) per 1 Cum |  |  |  |  | 20-21
|  | Taking Output 6 Cum |  |  |  |  | 20-21
| a) | Labour |  |  |  |  | 20-21
|  | Mazdoor (Un-Skilled) | day | 0.31 | 460 | 142.6 | 20-21
| b) | Material |  |  |  |  | 20-21
|  | Selected earth | Cum | 6 | 182.1 | 1092.6 | 20-21
|  | Rate per 6 Cum |  |  |  | 1235.2 | 20-21
|  | Rate per 1 Cum |  |  |  | 205.87 | 20-21
10 | RBR-FNDN -2- (I) Amendment as per 2015-16 | Filling Basement with Gravel in trenches, sides of foundations & basement by watering and ramming including all operational, incidental, labour charges, hire charges of T&P etc complete including cost and conveyance of material and labour charges etc complete for finished item of the work (APSS No 309& 310) per 1 Cum |  |  |  |  | 20-21
|  | Taking Output 6 Cum |  |  |  |  | 20-21
| a) | Labour |  |  |  |  | 20-21
|  | Mazdoor (Un-Skilled) | day | 0.31 | 460 | 142.6 | 20-21
| b) | Material |  |  |  |  | 20-21
|  | Gravel filling | Cum | 6 | 211.1 | 1266.6 | 20-21
|  | Rate per 6 Cum |  |  |  | 1409.2 | 20-21
|  | Rate per 1 Cum |  |  |  | 234.87 | 20-21
5 | BLD-CSTN-2-9 Amendment as per 2015-16 | Filling in foundation with excavated soil as per drawing and technical specification Clause 305.3.9 MORD & 304 MORTH. |  |  |  |  | 20-21
|  | Taking output-6 Cum |  |  |  |  | 20-21
|  | Mazdoor | day | 3.12 | 460 | 1435.2 | 20-21
|  | water (including for curing) | Kl | 0.72 | 83 | 59.76 | 20-21
|  | Rate per 6 cum |  |  |  | 1494.96 | 20-21
|  | Rate per 6 cum |  |  |  | 249.16 | 20-21
15 | BLD-CSTN-2-5 | Plain Cement Concrete (1:4:8) proportion Nominal mix for foundations using 40mm size SS-5 metal including cost and conveyance of all materials and curing charges, labour charges, machine mixing and laying concrete in foundations ramming etc complete for Bed Concrete (APSS No 402) |  |  |  |  | 20-21
|  | A. Materials |  |  |  |  | 20-21
|  | Cost of Cement | Kg | 162 | 4700 | 761.4 | 20-21
|  | Coarse aggregate 40mm metal | cum | 0.9 | 1436.8 | 1293.12 | 20-21
|  | Sand for Concrete | cum | 0.45 | 1451.6 | 653.22 | 20-21
|  | water (including for curing) | kl | 1.2 | 83 | 99.6 | 20-21
|  | B. Machinery |  |  |  |  | 20-21
|  | Concrete mixer 10/7 cft (0.2/0.8cum) capacity | hour | 1 | 566.1 | 566.1 | 20-21
|  | C. Labour |  |  |  |  | 20-21
|  | Mason 1st class | day | 0.1 | 550 | 55 | 20-21
|  | Mazdoor (Un-Skilled) | day | 1.39 | 460 | 639.4 | 20-21
[6 empty] | 4067.84 | 20-21
13 | BLD-CSTN-2-7 | Plain Cement Concrete (1:5:10) proportion Nominal mix for foundations using 40mm size SS-5 metal including cost and conveyance of all materials and curing charges, labour charges, machine mixing and laying concrete in foundations ramming etc complete for Bed Concrete (APSS No 402) |  |  |  |  | 20-21
|  | A. Materials |  |  |  |  | 20-21
|  | Cost of Cement | Kg | 129.6 | 4700 | 609.12 | 20-21
|  | Coarse aggregate 40mm metal | cum | 0.9 | 1436.8 | 1293.12 | 20-21
|  | Sand for Concrete | cum | 0.45 | 1451.6 | 653.22 | 20-21
|  | water (including for curing) | kl | 1.2 | 83 | 99.6 | 20-21
|  | B. Machinery |  |  |  |  | 20-21
|  | Concrete mixer 10/7 cft (0.2/0.8cum) capacity | hour | 1 | 566.1 | 566.1 | 20-21
|  | C. Labour |  |  |  |  | 20-21
|  | Mason 1st class | day | 0.1 | 550 | 55 | 20-21
|  | Mazdoor (Un-Skilled) | day | 1.39 | 460 | 639.4 | 20-21
[6 empty] | 3915.56 | 20-21
7 | BLD-CSTN-2-13-A | Reinforced Cement Concrete M-25 Nominal mix (Cement: Fine aggregates: Coarse aggregates) corresponding Table 9 of IS 456 using 20mm size graded machine crushed hard granite metal (coarse aggregate) from approved quarry including cost and conveyance of all materials like Cement, fine aggregate( Sand), coarse aggregate, water etc to site and including sales and other taxes on all marerilas including all operational, incidental and labour charges such as machine mixing, laying concrete, curing etc complete but excluding cost of steel and its fabrication charges for finished item of work, but excluding centering, shttering |  |  |  |  | 20-21
|  | Foundations, plinth Beams and Pedastals |  |  |  |  | 20-21
|  | A. Materials |  |  |  |  | 20-21
|  | 20mm HBG Machine Crushed Chips | cum | 0.8 | 1799.05 | 1439.24 | 20-21
|  | Sand for Concrete | cum | 0.4 | 1451.6 | 580.64 | 20-21
|  | Cement | Kg | 340 | 4700 | 1598 | 20-21
|  | B. Labour |  |  |  |  | 20-21
|  | Mason 1st class | day | 0.133 | 550 | 73.15 | 20-21
|  | Mason 2nd class | day | 0.267 | 500 | 133.5 | 20-21
|  | Mazdoor (both Men and Women) | day | 3.6 | 460 | 1656 | 20-21
|  | B. Machinery |  |  |  |  | 20-21
|  | Concrete mixer 10/7 cft (0.2/0.8cum) capacity | hour | 1 | 566.1 | 566.1 | 20-21
|  | Needle Vibrator 40mm (Petrole) | hour | 1 | 223 | 223 | 20-21
|  | water (including for curing) | kl | 1.2 | 83 | 99.6 | 20-21
|  | Basic Cost for 1.00 Cum |  |  |  | 6369.23 | 20-21
|  | Columns Footings |  |  |  |  | 20-21
|  | Rate for M-20 Nominal Basic Cost 1.00 Cum | cum | 1 | 6369.23 | 6369.23 | 20-21
|  | Centering : Columns Footings material hire charges | cum | 1 | 288 | 288 | 20-21
|  | Centering : Columns Footings Labour charges | cum | 1 | 631 | 631 | 20-21
[6 empty] | 7288.23 | 20-21
|  | Columns Pedastals |  |  |  |  | 20-21
|  | Rate for M-20 Nominal Basic Cost 1.00 Cum | cum | 1 | 6369.23 | 6369.23 | 20-21
|  | Centering : Column Pedastals material hire charges | cum | 1 | 328 | 328 | 20-21
|  | Centering : Column Pedastals Labour charges | cum | 1 | 1004 | 1004 | 20-21
[6 empty] | 7701.23 | 20-21
|  | Plinth Beams |  |  |  |  | 20-21
|  | Rate for M-20 Nominal Basic Cost 1.00 Cum | cum | 1 | 6369.23 | 6369.23 | 20-21
|  | Centering : Plinth Beams material hire charges | cum | 1 | 1390 | 1390 | 20-21
|  | Centering : Plinth Beam Labour charges | cum | 1 | 1521 | 1521 | 20-21
[6 empty] | 9280.23 | 20-21
16 | BLD-CSTN-2-13-B | Reinforced Cement Concrete M-25 Nominal mix (Cement: Fine aggregates: Coarse aggregates) corresponding Table 9 of IS 456 using 20mm size graded machine crushed hard granite metal (coarse aggregate) from approved quarry including cost and conveyance of all materials like Cement, fine aggregate( Sand), coarse aggregate, water etc to site and including sales and other taxes on all marerilas including all operational, incidental and labour charges suxh as machine mixing, laying concrete, curing etc complete but excluding cost of steel and its fabrication charges for finished item of work, but excluding centering, shttering |  |  |  |  | 20-21
|  | Columns, Lintels and RCC Walls in Buildings |  |  |  |  | 20-21
|  | A. Materials |  |  |  |  | 20-21
|  | 20mm HBG Machine Crushed Chips | cum | 0.8 | 1799.05 | 1439.24 | 20-21
|  | Sand for Concrete | cum | 0.4 | 1451.6 | 580.64 | 20-21
|  | Cement | Kg | 340 | 4700 | 1598 | 20-21
|  | B. Labour |  |  |  |  | 20-21
|  | Mason 1st class | day | 0.167 | 550 | 91.85 | 20-21
|  | Mason 2nd class | day | 0.167 | 500 | 83.5 | 20-21
|  | Mazdoor (both Men and Women) | day | 4.7 | 460 | 2162 | 20-21
|  | B. Machinery |  |  |  |  | 20-21
|  | Concrete mixer 10/7 cft (0.2/0.8cum) capacity | hour | 1 | 566.1 | 566.1 | 20-21
|  | Needle Vibrator 40mm (Petrole) | hour | 1 | 223 | 223 | 20-21
|  | water (including for curing) | kl | 1.2 | 83 | 99.6 | 20-21
|  | Basic Cost for 1.00 Cum |  |  |  | 6843.93 | 20-21
|  |  |  | GF | FF | SF | 20-21
|  | Columns Basic Rate for 1.00 Cum |  | 6843.93 | 6843.93 | 6843.93 | 20-21
|  | Centering charges for Columns material hire charges |  | 355 | 355 | 355 | 20-21
|  | Centering charges for Columns Labour charges |  | 2268 | 2495 | 2722 | 20-21
|  | Add Lift Charges @ 10%, 20% on Labour charges B |  |  | 483.24 | 1011.87 | 20-21
|  |  |  | 9466.93 | 10177.17 | 10932.8 | 20-21
|  |  |  | GF | FF | SF | 20-21
|  | Lintels Basic Rate for 1.00 Cum |  | 6843.93 | 6843.93 | 6843.93 | 20-21
|  | Centering charges for Lintels material hire charges |  | 1180 | 1180 | 1180 | 20-21
|  | Centering charges for Lintels Labour charges |  | 1615 | 1777 | 1938 | 20-21
|  | Add Lift Charges @ 10%, 20% on Labour charges B |  |  | 411.44 | 855.07 | 20-21
|  |  |  | 9638.93 | 10212.37 | 10817 | 20-21
17 | BLD-CSTN-2-13-C | Reinforced Cement Concrete M-25 Nominal mix (Cement: Fine aggregates: Coarse aggregates) corresponding Table 9 of IS 456 using 20mm size graded machine crushed hard granite metal (coarse aggregate) from approved quarry including cost and conveyance of all materials like Cement, fine aggregate( Sand), coarse aggregate, water etc to site and including sales and other taxes on all marerilas including all operational, incidental and labour charges suxh as machine mixing, laying concrete, curing etc complete but excluding cost of steel and its fabrication charges for finished item of work, but excluding centering, shttering |  |  |  |  | 20-21
|  | Roof Slabs and Beams |  |  |  |  | 20-21
|  | A. Materials |  |  |  |  | 20-21
|  | 20mm HBG Machine Crushed Chips | cum | 0.8 | 1799.05 | 1439.24 | 20-21
|  | Sand for Concrete | cum | 0.4 | 1451.6 | 580.64 | 20-21
|  | Cement | Kg | 340 | 4700 | 1598 | 20-21
|  | B. Labour |  |  |  |  | 20-21
|  | Mason 1st class | day | 0.067 | 550 | 36.85 | 20-21
|  | Mason 2nd class | day | 0.133 | 500 | 66.5 | 20-21
|  | Mazdoor (both Men and Women) | day | 2.5 | 460 | 1150 | 20-21
|  | B. Machinery |  |  |  |  | 20-21
|  | Concrete mixer 10/7 cft (0.2/0.8cum) capacity | hour | 0.267 | 566.1 | 151.15 | 20-21
|  | Needle Vibrator 40mm (Petrole) | hour | 0.267 | 223 | 59.54 | 20-21
|  | water (including for curing) | kl | 1.2 | 83 | 99.6 | 20-21
|  | Basic Cost for 1.00 Cum |  |  |  | 5181.52 | 20-21
|  |  |  | GF | FF | SF | 20-21
|  | Roof Beams Basic Rate 1.00 Cum |  | 5181.52 | 5181.52 | 5181.52 | 20-21
|  | Centering charges for Beams material hire charges |  | 2085 | 2085 | 2085 | 20-21
|  | Centering charges for Beams Labour charges |  | 1903 | 2093 | 2284 | 20-21
|  | Add Lift Charges @ 10%, 20% on Labour charges B |  |  | 334.64 | 707.47 | 20-21
|  | 1.00 Cum |  | 9169.52 | 9694.16 | 10257.99 | 20-21
|  |  |  | GF | FF | SF | 20-21
|  | Roof Slabs 100mm Basic Rate 1sqm |  | 5181.52 | 5181.52 | 5181.52 | 20-21
|  | Roof Slabs 100mm Basic Rate 1sqm | 0.1 | 518.15 | 518.15 | 518.15 | 20-21
|  | Centering charges for Roof Slab material hire charges |  | 236 | 236 | 236 | 20-21
|  | Centering charges for Roof Slab Labour charges |  | 226 | 237 | 258 | 20-21
|  | Add Lift Charges @ 10%, 20% on Labour charges B |  |  | 149.04 | 302.27 | 20-21
|  | 1.00 Sqm |  | 980.15 | 1140.19 | 1314.42 | 20-21
|  |  |  | GF | FF | SF | 20-21
|  | Roof Slabs 125mm Basic Rate 1sqm |  | 5181.52 | 5181.52 | 5181.52 | 20-21
|  | Roof Slabs 125mm Basic Rate 1sqm | 0.125 | 647.69 | 647.69 | 647.69 | 20-21
|  | Centering charges for Roof Slab material hire charges |  | 236 | 236 | 236 | 20-21
|  | Centering charges for Roof Slab Labour charges |  | 226 | 237 | 258 | 20-21
|  | Add Lift Charges @ 10%, 20% on Labour charges B |  |  | 149.04 | 302.27 | 20-21
|  | 1.00 Sqm |  | 1109.69 | 1269.73 | 1443.96 | 20-21
|  |  |  | GF | FF | SF | 20-21
|  | Roof Slabs 150mm Basic Rate 1sqm |  | 5181.52 | 5181.52 | 5181.52 | 20-21
|  | Roof Slabs 125mm Basic Rate 1sqm | 0.15 | 777.23 | 777.23 | 777.23 | 20-21
|  | Centering charges for Roof Slab material hire charges |  | 236 | 236 | 236 | 20-21
|  | Centering charges for Roof Slab Labour charges |  | 226 | 237 | 258 | 20-21
|  | Add Lift Charges @ 10%, 20% on Labour charges B |  |  | 149.04 | 302.27 | 20-21
|  | 1.00 Sqm |  | 1239.23 | 1399.27 | 1573.5 | 20-21
|  | Waist Slab 175mm Basic Rate 1sqm |  | 5181.52 | 5181.52 | 5181.52 | 20-21
|  | Roof Slabs 125mm Basic Rate 1sqm | 0.175 | 906.77 | 906.77 | 906.77 | 20-21
|  | Centering charges for Waist Slab material hire charges |  | 243 | 243 | 243 | 20-21
|  | Centering charges for Waist Slab Labour charges |  | 233 | 244 | 266 | 20-21
|  | Add Lift Charges @ 10%, 20% on Labour charges B |  |  | 149.74 | 303.87 | 20-21
|  | 1.00 Sqm |  | 1382.77 | 1543.51 | 1719.64 | 20-21
|  | Chajjas of 0.50M width with 2" thick |  | GF | FF | SF | 20-21
|  | Basic Rate Chajja 1.00 Cum |  | 5181.52 | 5181.52 | 5181.52 | 20-21
|  | 2.0M X 0.5M X 0.05M = 0.05Cum / 1.00 Sqm | 0.05 | 259.08 | 259.08 | 259.08 | 20-21
|  | Centering charges for Chajja material hire charges | sqm | 233 | 233 | 233 | 20-21
|  | Centering charges for Chajja Labour charges | sqm | 248 | 273 | 298 | 20-21
|  | Add Lift Charges @ 10%, 20% on Labour charges on B |  |  | 152.64 | 310.27 | 20-21
|  | 1.00 Sqm |  | 740.08 | 917.72 | 1100.35 | 20-21
|  | Sunshades of 0.60M width with 3" & 2" thick |  |  |  |  | 20-21
|  |  |  | GF | FF | SF | 20-21
|  | Basic Rate Sunshade 1.00 Cum |  | 5181.52 | 5181.52 | 5181.52 | 20-21
|  | 1.0MX0.6MX(0.075+0.05)2 = 0.0375Cum/1M | 0.0375 | 194.31 | 194.31 | 194.31 | 20-21
|  | Centering charges SS material hire charges | 0.6 | 139.8 | 139.8 | 139.8 | 20-21
|  | Centering charges SS Labour charges | 0.6 | 148.8 | 163.8 | 178.8 | 20-21
|  | Add Lift Charges @ 10%, 20% on Labour charges on B | 0.6 |  | 85.03 | 171.86 | 20-21
|  | 1.00 RM |  | 482.91 | 582.94 | 684.77 | 20-21
17 | BLD-CSTN-2-13-C | Reinforced Cement Concrete M 25 nominal mix using 12mm size hard granite machine crushed graded metal (coarse aggregate - as per IS 383 - 1970 and IS 2386 Part 1 to Part 8) from approved quarry, using a minimum quantity of 350 kgs. of cement per 1 cum of concrete using concrete Mixer 10 / 7 cft (0.2 / 0.8 cum) capacity including cost and conveyance of all materials like cement, fine aggregate (Sand), coarse aggregate, water etc., to site including centering, shuttering, labour charges such as weigh batching, machine mixing, hire charges of concrete mixer, laying concrete, lift charges, curing etc., for finished item of work (APSS No. 402 & 403) |  |  |  |  | 20-21
|  | for platforms and shelves. |  |  |  |  | 20-21
|  | A. Materials |  |  |  |  | 20-21
|  | 20mm HBG Machine Crushed Chips | cum | 0.8 | 1799.05 | 1439.24 | 20-21
|  | Sand for Concrete | cum | 0.4 | 1451.6 | 580.64 | 20-21
|  | Cement | Kg | 340 | 4700 | 1598 | 20-21
|  | B. Labour |  |  |  |  | 20-21
|  | Mason 1st class | day | 0.067 | 550 | 36.85 | 20-21
|  | Mason 2nd class | day | 0.133 | 500 | 66.5 | 20-21
|  | Mazdoor (both Men and Women) | day | 2.5 | 460 | 1150 | 20-21
|  | B. Machinery |  |  |  |  | 20-21
|  | Concrete mixer 10/7 cft (0.2/0.8cum) capacity | hour | 0.267 | 566.1 | 151.15 | 20-21
|  | water (including for curing) | kl | 1.2 | 83 | 99.6 | 20-21
|  | Basic Cost for 1.00 Cum |  |  |  | 5121.99 | 20-21
|  |  |  | GF | FF | SF | 20-21
|  | 50mm thick platforms / lofts: 1sqm |  | 5121.99 | 5121.99 | 5121.99 | 20-21
|  | Roof Slabs 50mm Basic Rate 1sqm | 0.05 | 256.1 | 256.1 | 256.1 | 20-21
|  | Hire charges of centering and scaffolding (50% of roof slab) |  | 118 | 118 | 118 | 20-21
|  | Centering charges for Roof Slab Labour charges (50% of roof slab) |  | 113 | 118.5 | 129 | 20-21
|  | Add Lift Charges @ 10%, 20% on Labour charges B |  |  | 137.19 | 276.47 | 20-21
|  | 1.00 Sqm |  | 487.1 | 629.79 | 779.57 | 20-21
|  |  |  | GF | FF | SF | 20-21
|  | 25mm thick platforms / lofts: 1sqm |  | 5121.99 | 5121.99 | 5121.99 | 20-21
|  | Roof Slabs 50mm Basic Rate 1sqm | 0.025 | 128.05 | 128.05 | 128.05 | 20-21
|  | Hire charges of centering and scaffolding (50% of roof slab) |  | 118 | 118 | 118 | 20-21
|  | Centering charges for Roof Slab Labour charges (50% of roof slab) |  | 113 | 118.5 | 129 | 20-21
|  | Add Lift Charges @ 10%, 20% on Labour charges B |  |  | 137.19 | 276.47 | 20-21
|  | 1.00 Sqm |  | 359.05 | 501.74 | 651.52 | 20-21
18 |  | Plain Cement Concrete M-25 Nominal mix (Cement: Sand: Metal) corresponding Table 9 of IS 456 using 20mm size graded machine crushed hard granite metal from approved quarry including c/c of all materials like Cement, Sand, coarse aggregate, water etc to site, all marerials including labour charges such as machine mixing, laying concrete, curing etc complete but excluding cost of steel and its fabrication charges for finished item of work |  |  |  |  | 20-21
|  | Steps |  |  |  |  | 20-21
|  | A. Materials |  |  |  |  | 20-21
|  | 20mm HBG Machine Crushed Chips | cum | 0.8 | 1799.05 | 1439.24 | 20-21
|  | Sand for Concrete | cum | 0.4 | 1451.6 | 580.64 | 20-21
|  | Cement | Kg | 340 | 4700 | 1598 | 20-21
|  | B. Labour |  |  |  |  | 20-21
|  | Mason 1st class | day | 0.1 | 550 | 55 | 20-21
|  | Mason 2nd class | day | 1.39 | 500 | 695 | 20-21
|  | B. Machinery |  |  |  |  | 20-21
|  | Concrete mixer 10/7 cft (0.2/0.8cum) capacity | hour | 0.308 | 566.1 | 174.36 | 20-21
|  | Needle Vibrator 40mm (Petrole) | hour | 0.308 | 223 | 68.68 | 20-21
|  | water (including for curing) | kl | 1.2 | 83 | 99.6 | 20-21
|  | Basic Cost for 1.00 Cum |  |  |  | 4710.52 | 20-21
|  |  |  | GF | FF | FF | 20-21
|  | For Steps Basic Rate 1.00 Cum |  | 4710.52 | 4710.52 | 4710.52 | 20-21
|  | Centering charges for Beams material hire charges |  | 64 | 64 | 64 | 20-21
|  | Centering charges for Beams Labour charges |  | 341 | 341 | 341 | 20-21
|  | Add Lift Charges @ 10%, 20% on Labour charges B |  |  | 109.1 | 218.2 | 20-21
|  | 1.00 Cum |  | 5115.52 | 5224.62 | 5333.72 | 20-21
18 | BLD-CSTN- 2-18 Amendment | Supplying, fitting & placing HYSD bar reinforcement in foundation complete as per drawings and technical Specifications including labour charges for cutting, bending to required sizes and shapes, placing in position and tying with binding wire, forming grills for reinforcement work including cost and conveyance of steel bars below 36mm dia including overlaps and wastage, where they are not welded |  |  |  |  | 20-21
|  | Unit = tonne |  |  |  |  | 20-21
|  | Taking Output 1.000 tonne |  |  |  |  | 20-21
| a) | Material |  |  |  |  | 20-21
|  | HYSD Bars including 5% for overlaps & wastage | t | 1.05 | 48380 | 50799 | 20-21
|  | Binding wire | Kg | 6 | 56 | 336 | 20-21
| b) | Labour for cutting, bending, shifting to site, tying and placing in position |  |  |  |  | 20-21
|  | Bar bender | day | 10 | 665 | 6650 | 20-21
|  | Mazdoor (Un-Skilled) | day | 10 | 460 | 4600 | 20-21
|  | Rate per 1.000 tonne |  |  |  | 62385 | 20-21
|  |  |  | GF | FF | SF | 20-21
|  | Basic Rate |  | 62385 | 62385 | 62385 | 20-21
|  | Add Lift Charges @ 10%, 20% on Labour charges B |  |  | 1125 | 2250 | 20-21
|  | Rate per 1.00 MT |  | 62385 | 63510 | 64635 | 20-21
20 | Amendment ofasper Building SSR 2011-12 | Providing Mild Steel (MS) steel bars of different diameters for RCC works , including labour charges for straightening, cutting, bending to required sizes and shapes, placing in position with cover blocks of approved materials and size and tying and welding using electrodes, forming grills for reinforcement work as per approved designs and drawings, including cost and conveyance of steel bars, including all wastages such as overlaps, couplings, welding, chairs, spacer bars including cost and conveyance of binding wire, cover blocks and all incidental, operational, labour charges such as cutting, bending, placing in position, welding including sales and other taxes on all materials etc., complete for finished item of work. |  |  |  |  | 20-21
|  | Unit = t |  |  |  |  | 20-21
|  | (a) Material |  |  |  |  | 20-21
|  | HYSD/ TMT/ MS bars including 2.5 per cent for wastage | t | 1.025 | 49560 | 50799 | 20-21
|  | Welding Electrodes @ 5 per joint (14 joints / ton) | each | 70 | 13 | 910 | 20-21
|  | Binding wire ( MATERIAL & WORK ITEM RATES S.No.173) | kg | 3 | 56 | 168 | 20-21
|  | (b) Labour for cutting, bending, shifting to site, tying and placing in position |  |  |  |  | 20-21
|  | Welder | day | 2.5 | 540 | 1350 | 20-21
|  | Black smith | day | 10 | 525 | 5250 | 20-21
|  | Mazdoor (Unskilled) | day | 10 | 460 | 4600 | 20-21
|  | Welding Charges (Hire charges of Welding Machine) | Hr | 10 | 116.3 | 1163 | 20-21
|  | Rate per tonne |  |  |  | 64240 | 20-21
|  | Rate per Kg |  |  |  | 64.24 | 20-21
19 |  | Supplying & fixing of Iron Doors and Windows Grills including labour charges for fabricating steel including cost of welding rods, power charges & fixing the grill in position etc complete |  |  |  |  | 20-21
|  | Unit = Kg |  |  |  |  | 20-21
| a) | Material |  |  |  |  | 20-21
|  | Structural steel angles for grills including wastage | Kg | 1.025 | 49.56 | 50.8 | 20-21
| b) | Labour charge fabricating steel grills BMM.V.14 | Kg | 1 | 27 | 27 | 20-21
|  | Labour charg fixing grill in position BMM.V.15 | day | 1 | 5 | 5 | 20-21
|  | Rate per 1.00 Kg |  |  |  | 82.8 | 20-21
11 |  | Supply and fixing of ornamental grill made of 20mm x 10mm MS flats and MS Grill 8mm x 8mm for fixing in fan light portion and side fixed panels for door cum window as per the approved drawing including cutting the flat to required length, welding, painting with red oxide single coat including cost and conveyance of all materials, labour charges etc., complete for finished otem of work. |  |  |  |  | 20-21
| a) | Material |  |  |  |  | 20-21
|  | Cost of MS flats | Kg | 43.51 | 49.56 | 2156.36 | 20-21
|  | Cost of MS Grill | Kg | 14.4 | 48.38 | 696.67 | 20-21
| b) | Labour charge fabricating steel grills BMM.V.14 | Kg | 57.91 | 27 | 1563.57 | 20-21
|  | Labour charg fixing grill in position BMM.V.15 | day | 57.91 | 5 | 289.55 | 20-21
|  | Rate per 2.025 Sqm |  |  |  | 4706.15 | 20-21
|  | Rate per 1.00 Sqm |  |  |  | 2324.02 | 20-21
23 |  | Supplying & fixing of MS tubes & Pipes including labour charges for fabricating steel including cost of welding rods, power charges & fixing the grill in position etc complete |  |  |  |  | 20-21
|  | Unit = Kg |  |  |  |  | 20-21
| a) | Material |  |  |  |  | 20-21
|  | MS Tubes and pipes BMT-F.04 | Kg | 1.025 | 60 | 61.5 | 20-21
| b) | Labour charge fabricating steel grills BMM.V.16 | Kg | 1 | 24 | 24 | 20-21
|  | Labour charg fixing grill in position BMM.V.17 | day | 1 | 21 | 21 | 20-21
|  | Rate per 1.00 Kg |  |  |  | 106.5 | 20-21
22 |  | Supplying and fixing of stainless steel (grade 304) hand railing as per approved drawing with top rail of 50mm dia pipe and 2mm thick medium class and vertical posts of 25mm dia and 1.6mm thick medium class 1 No for each step fixed with base plate of 75mm dia using bonding agent and anchor fastner and welding, drilling of 25mm dia holes with pneumatic compressor for fixing railing, buffing, polishing all members of the railing thouroughly , lacquer finishing to present seamless finish including cost and conveyance of all materials, electrodes, welding charges, cost of all consumables, labour charges , overheads & contractors profit etc., complete for finished item of work. |  |  |  |  | 20-21
|  | Taking output = 4.60 Rm |  |  |  |  | 20-21
|  | 50mm dia SS pipe ( 1 x 4.60) | 4.6 | 2.39 | 10.99 |  | 20-21
|  | 25mm dia SS pipe (8 x 0.90) | 11.7 | 0.89 | 10.41 |  | 20-21
[5 empty] | 21.4 |  | 20-21
|  | Stainless Steel Tubes BMT-F.06 | Kg | 21.4 | 331 | 7083.4 | 20-21
|  | Labour charge fabricating stainless steel railing BMM-V.18 | Kg | 21.4 | 131 | 2803.4 | 20-21
|  | Drilling of 25mm dia hole(13 x 0.10) | Rm | 1.3 | 187 | 243.1 | 20-21
|  | Base Plate 75mm dia. | No | 13 | 80 | 1040 | 20-21
|  | Add for anchor bars | No | 13 | 30 | 390 | 20-21
|  | Add for bonding | No | 13 | 15 | 195 | 20-21
|  | Rate per 4.60 Rm |  |  |  | 11754.9 | 20-21
|  | Rate per 1.00 Rm |  |  |  | 2555.41 | 20-21
|  | Rate per 1.00 Sqm (Rm Quantity / 0.90) |  |  |  | 2839.34 | 20-21
25 |  | Supplying and fixing of stainless steel (grade 304) railing for ramp as per approved drawing with top rail of 50mm dia pipe and 2mm thick medium class fixed in to wall with 25mm dia pipe of 0.30m length @ 1m centre to centre and welding, buffing, polishing all members of the railing thouroughly , lacquer finishing to present seamless finish including cost and conveyance of all materials, electrodes, welding charges, cost of all consumables, labour charges , overheads & contractors profit etc., complete for finished item of work. |  |  |  |  | 20-21
|  | Taking output = 10.00 Rm |  |  |  |  | 20-21
|  | 50mm dia SS pipe ( 1 x 10.00) | 10 | 2.39 | 23.9 |  | 20-21
|  | 25mm dia SS pipe (9 x 0.30) | 2.7 | 0.89 | 2.4 |  | 20-21
[5 empty] | 26.3 |  | 20-21
|  | Stainless Steel Tubes BMT-F.06 | Kg | 26.3 | 331 | 8705.3 | 20-21
|  | Labour charge fabricating stainless steel railing BMM-V.18 | Kg | 26.3 | 131 | 3445.3 | 20-21
|  | Drilling of 25mm dia hole(9 x 0.10) | Rm | 0.9 | 187 | 168.3 | 20-21
|  | Base Plate 25mm dia. | No | 9 | 30 | 270 | 20-21
|  | Rate per 10.00 Rm |  |  |  | 12588.9 | 20-21
|  | Rate per 1.00 Rm |  |  |  | 1258.89 | 20-21
25 |  | Supplying & fixing of Stainless Steel Tubes using stainless steel welding rods including buffing, polishing, lacquer finishing, to present seamless finish |  |  |  |  | 20-21
|  | Stainless Steel Tubes BMT-F.06 | Kg | 1.025 | 331 | 339.28 | 20-21
|  | Labour charge fabricating stainless steel railing BMM-V.18 | Kg | 1 | 131 | 131 | 20-21
|  | Rate per 1Kg |  |  |  | 470.28 | 20-21
26 | BLD-CSTN-4-9 | Random Rubble mansonary in CM(1:6) including Cost and Conveyance of all materials and curing charges but excluding unskilled wages etc., complete for finished item of work |  |  |  |  | 20-21
|  | Unit = 1 Cum |  |  |  |  | 20-21
|  | A. Materials |  |  |  |  | 20-21
|  | Cement | Kg | 59.4 | 4700 | 279.18 | 20-21
|  | Rough stone | cum | 1.1 | 891.8 | 980.98 | 20-21
|  | Fine aggregate (Sand) for Mortor | cum | 0.33 | 1546.6 | 510.38 | 20-21
|  | B. Labour |  |  |  |  | 20-21
|  | Mason 1st class | day | 1.2 | 550 | 660 | 20-21
|  | Mazdoor (un-skilled) | day | 2 | 460 | 920 | 20-21
|  | Rate per 1.00 Cum |  |  |  | 3350.54 | 20-21
20 | BLD-CSTN- 3-1a (iv) | Brick Masonary for Basement with CM (1:6) proportion using 2nd class traditional bricks of size 23X11X7 cms having minimum crushing strength of 40kg/cm2 including c/c of all materials like Cement, Sand, Bricks, water etc including seigniorage, sales and other taxes on all marerilas including all operational, incidental and labour charges such as mixing cement mortar , Scaffolding charges, etc complete for finished item of work (APSS No 501 & 504) |  |  |  |  | 20-21
|  | Unit = 1 Cum |  |  |  |  | 20-21
|  | A. Materials |  |  |  |  | 20-21
|  | Cement | Kg | 48 | 4700 | 225.6 | 20-21
|  | Bricks traditional size 23X11X7cms 2nd class | No's | 512 | 7033.8 | 3601.31 | 20-21
|  | Fine aggregate (Sand) for Mortar | cum | 0.2 | 1546.6 | 309.32 | 20-21
|  | B. Labour |  |  |  |  | 20-21
|  | Mason 1st class | day | 0.24 | 550 | 132 | 20-21
|  | Mason 2nd class | day | 0.56 | 500 | 280 | 20-21
|  | Mazdoor (un-skilled) | day | 1.89 | 460 | 869.4 | 20-21
|  | Rate per 1.00 Cum |  |  |  | 5417.63 | 20-21
|  |  |  | GF | FF | SF | 20-21
|  | Basic Rate for Walls |  | 5417.63 | 5417.63 | 5417.63 | 20-21
|  | scaffolding material hire charge Rs 10.32 / Sqm | 4.35 | 44.89 | 44.89 | 44.89 | 20-21
|  | scaffolding Lab cha 79.46, 113.78 & 148.09/Sqm | 4.35 | 345.65 | 494.94 | 644.19 | 20-21
|  | Add Lift Charges @ 10%, 20% on Labour charges B |  |  | 177.63 | 385.12 | 20-21
|  | Rate per 1.00 Cum |  | 5808.17 | 6135.09 | 6491.83 | 20-21
21 | BLD-CSTN- 3-1a (v) | Brick Masonary for Superstructure with CM (1:8) proportion using 2nd class traditional bricks of size 23X11X7 cms having minimum crushing strength of 40kg/cm2 including c/c of all materials like Cement, Sand, Bricks, water etc including seigniorage, sales and other taxes on all marerilas including all operational, incidental and labour charges such as mixing cement mortar , Scaffolding charges, etc complete for finished item of work (APSS No 501 & 504) |  |  |  |  | 20-21
|  | Unit = 1 Cum |  |  |  |  | 20-21
|  | A. Materials |  |  |  |  | 20-21
|  | Cement | Kg | 36 | 4700 | 169.2 | 20-21
|  | Bricks traditional size 23X11X7cms 2nd class | No's | 512 | 7033.8 | 3601.31 | 20-21
|  | Fine aggregate (Sand) for Mortar | cum | 0.2 | 1546.6 | 309.32 | 20-21
|  | B. Labour |  |  |  |  | 20-21
|  | Mason 1st class | day | 0.24 | 550 | 132 | 20-21
|  | Mason 2nd class | day | 0.56 | 500 | 280 | 20-21
|  | Mazdoor (un-skilled) | day | 1.89 | 460 | 869.4 | 20-21
|  | Rate per 1.00 Cum |  |  |  | 5361.23 | 20-21
|  |  |  | GF | FF | SF | 20-21
|  | Basic Rate for Walls |  | 5361.23 | 5361.23 | 5361.23 | 20-21
|  | scaffolding material hire charge Rs 10.32 / Sqm | 4.35 | 44.89 | 44.89 | 44.89 | 20-21
|  | scaffolding Lab cha 79.46, 113.78 & 148.09/Sqm | 4.35 | 345.65 | 494.94 | 644.19 | 20-21
|  | Add Lift Charges @ 10%, 20% on Labour charges B |  |  | 177.63 | 385.12 | 20-21
|  | Rate per 1.00 Cum |  | 5751.77 | 6078.69 | 6435.43 | 20-21
22 | BLD-CSTN- 3-3 | 11.5 cm wide Brick masonry for super-structure on ground floor in cm (1:4) using second class traditional size bricks including cost of all materials, seigniorage charges, labour and all operations for constructing half brick masonry, mixing cement mortar, curing etc., complete for finished item of work, but excluding conveyance charges of materials. |  |  |  |  | 20-21
|  | Unit = 1 sqm |  |  |  |  | 20-21
|  | A. Materials |  |  |  |  | 20-21
|  | Cement | Kg | 72 | 4700 | 338.4 | 20-21
|  | Bricks traditional size 23X11X7cm 2nd class | No's | 565 | 7033.8 | 3974.1 | 20-21
|  | Fine aggregate (Sand) for Mortar | cum | 0.22 | 1546.6 | 340.25 | 20-21
|  | B. Labour |  |  |  |  | 20-21
|  | Mason 1st class | day | 0.6 | 550 | 330 | 20-21
|  | Mason 2nd class | day | 0.6 | 500 | 300 | 20-21
|  | Mazdoor (un-skilled) | day | 2.75 | 460 | 1265 | 20-21
|  | Rate per 10.00 Sqm |  |  |  | 6547.75 | 20-21
|  |  |  | GF | FF | SF | 20-21
|  | Basic Rate for Walls |  | 6547.75 | 6547.75 | 6547.75 | 20-21
|  | scaffoldi material hire charge | 8.7 | 89.78 | 89.78 | 89.78 | 20-21
|  | scaffold Lab charges | 8.7 | 691.302 | 989.886 | 1288.383 | 20-21
|  | Add Lift Charges @ 10%, 20% on Labour charges B |  |  | 288.4886 | 636.6766 | 20-21
|  | Rate per 10 Sqm |  | 7328.832 | 7915.9046 | 8562.5896 | 20-21
|  | Rate per 1.00 Sqm |  | 732.88 | 791.59 | 856.26 | 20-21
30 | BLD-CSTN-6-18 | Masonry work in CM (1:8) prop with Flyash Cement solid blocks of size 290 x 225 x 140 mm for manufacturing of flyash solid blocks using flyash of 80 kgs, cement of 15 kgs. Gypsum of 5 kgs. and stone dust including cost and conveyance of all materials, labour charges, seiniorage charges, scaffolding and curing etc., cpomplete with a compresive streangth not lessthan 50 kg/sqm for walls for Superstructure Walls. |  |  |  |  | 20-21
|  | Unit = 1 Cum |  |  |  |  | 20-21
|  | A. Materials |  |  |  |  | 20-21
|  | No of blocks required for one cum of Masonry BMT-A.03 | No's | 110 | 25 | 2750 | 20-21
|  | Cost of Cement Mortar (1:6) | cum | 0.1 | 2843.93 | 284.39 | 20-21
|  | B. Labour |  |  |  |  | 20-21
|  | Mason 1st class | day | 0.42 | 550 | 231 | 20-21
|  | Mason 2nd class | day | 0.92 | 500 | 460 | 20-21
|  | Man Mazdoor | day | 0.7 | 460 | 322 | 20-21
|  | Woman Mazdoor | day | 2.1 | 460 | 966 | 20-21
|  | Rate per 1.00 Cum |  |  |  | 5013.39 | 20-21
|  |  |  | GF | FF | SF | 20-21
|  | Basic Rate for Walls |  | 5013.39 | 5013.39 | 5013.39 | 20-21
|  | scaffolding material hire charge | 4.35 | 44.89 | 44.89 | 44.89 | 20-21
|  | scaffolding Lab charges | 4.35 | 345.65 | 494.94 | 644.19 | 20-21
|  | Add Lift Charges @ 10%, 20% on Labour charges B |  |  | 247.39 | 524.64 | 20-21
|  | Rate per 1.00 Cum |  | 5403.93 | 5800.61 | 6227.11 | 20-21
23 | BLD-CSTN-6-1 | Ceiling Plastering in CM (1:3) 12mm thick with dubara sponge finishing including cost and conveyance of all materials including all labour charges such as mixing cement mortar and curing etc complete for finished item of work (APSS 901 & 903) as per Amendment Data SoR 16-17 |  |  |  |  | 20-21
|  | Unit = 10 Sqm |  |  |  |  | 20-21
|  | A. Materials |  |  |  |  | 20-21
|  | Cement Mortar (1:3) | cum | 0.15 | 3971.93 | 595.79 | 20-21
|  | B. Labour |  |  |  |  | 20-21
|  | Mason 1st class | day | 0.45 | 550 | 247.5 | 20-21
|  | Mason 2nd class | day | 1.05 | 500 | 525 | 20-21
|  | Mazdoor (un-skilled) | day | 2.8 | 460 | 1288 | 20-21
|  | Rate per 10.00 Sqm |  |  |  | 2656.29 | 20-21
|  |  |  | GF | FF | SF | 20-21
|  | Basic Rate 10.00sqm |  | 2656.29 | 2656.29 | 2656.29 | 20-21
|  | scaffolding material hire charges | 10 | 24.6 | 24.6 | 24.6 | 20-21
|  | scfolding Lab charg | 10 | 159.1 | 225.7 | 292.3 | 20-21
|  | Add Lift Charges @ 10%, 20% on Labour charges B |  |  | 228.62 | 470.56 | 20-21
|  | Rate per 10.00 Sqm |  | 2839.99 | 3135.21 | 3443.75 | 20-21
|  | Rate per 1.00 Sqm |  | 284 | 313.52 | 344.38 | 20-21
5 | BLD-CSTN-6-3 | Plastering in CM (1:5) 12mm thick single coat including c/c of all materials including all operational, incidental and labour charges such as mixing cement mortar and curing etc complete for finished item of work (APSS 901, 903 & 904) for internal walls as per Amendment Data SoR 16-17 |  |  |  |  | 20-21
|  | Unit = 10 Sqm |  |  |  |  | 20-21
|  | A. Materials |  |  |  |  | 20-21
|  | Cement Mortar (1:5) | cum | 0.15 | 3069.53 | 460.43 | 20-21
|  | B. Labour |  |  |  |  | 20-21
|  | Mason 1st class | day | 0.45 | 550 | 247.5 | 20-21
|  | Mason 2nd class | day | 1.05 | 500 | 525 | 20-21
|  | Mazdoor (un-skilled) | day | 2.8 | 460 | 1288 | 20-21
|  | Rate per 10.00 Sqm |  |  |  | 2520.93 | 20-21
|  |  |  | GF | FF | SF | 20-21
|  | Basic Rate 10.00sqm |  | 2520.93 | 2520.93 | 2520.93 | 20-21
|  | scaffolding material hire charges | 10 | 10.3 | 10.3 | 10.3 | 20-21
|  | scfolding Lab charges | 10 | 79.5 | 113.8 | 148.1 | 20-21
|  | Add Lift Charges @ 10%, 20% on Labour charges B |  |  | 217.43 | 441.72 | 20-21
|  | Rate per 10.00 Sqm |  | 2610.73 | 2862.46 | 3121.05 | 20-21
|  | Rate per 1.00 Sqm |  | 261.07 | 286.25 | 312.11 | 20-21
6 | BLD-CSTN-6-3 | Plastering in CM (1:5) 20mm thick single coat including c/c of all materials including all operational, incidental and labour charges such as mixing cement mortar and curing etc complete for finished item of work (APSS 901, 903 & 904) for External walls as per Amendment Data SoR 16-17 |  |  |  |  | 20-21
|  | Unit = 10 Sqm |  |  |  |  | 20-21
|  | A. Materials |  |  |  |  | 20-21
|  | Cement Mortar (1:5) | cum | 0.21 | 3069.53 | 644.6 | 20-21
|  | B. Labour |  |  |  |  | 20-21
|  | Mason 1st class | day | 0.45 | 550 | 247.5 | 20-21
|  | Mason 2nd class | day | 1.05 | 500 | 525 | 20-21
|  | Mazdoor (un-skilled) | day | 2.8 | 460 | 1288 | 20-21
|  | Rate per 10.00 Sqm |  |  |  | 2705.1 | 20-21
|  |  |  | GF | FF | SF | 20-21
|  | Basic Rate 10.00sqm |  | 2705.1 | 2705.1 | 2705.1 | 20-21
|  | scaffolding material hire charges | 10 | 10.3 | 10.3 | 10.3 | 20-21
|  | scfolding Lab charg | 10 | 79.5 | 113.8 | 148.1 | 20-21
|  | Add Lift Charges @ 10%, 20% on Labour charges B |  |  | 217.43 | 441.72 | 20-21
|  | Rate per 10.00 Sqm |  | 2794.9 | 3046.63 | 3305.22 | 20-21
|  | Rate per 1.00 Sqm |  | 279.49 | 304.66 | 330.52 | 20-21
34 | BLD-CSTN-6-3 | Plastering in CM (1:3) 20mm thick single coat including c/c of all materials including all operational, incidental and labour charges such as mixing cement mortar and curing etc complete for finished item of work (APSS 901, 903 & 904) for External walls as per Amendment Data SoR 16-17 |  |  |  | BLD-CSTN-6-3 | 20-21
|  | Unit = 10 Sqm |  |  |  |  | 20-21
|  | A. Materials |  |  |  |  | 20-21
|  | Cement Mortar (1:3) | cum | 0.21 | 3971.93 | 834.11 | 20-21
|  | B. Labour |  |  |  |  | 20-21
|  | Mason 1st class | day | 0.45 | 550 | 247.5 | 20-21
|  | Mason 2nd class | day | 1.05 | 500 | 525 | 20-21
|  | Mazdoor (un-skilled) | day | 2.8 | 460 | 1288 | 20-21
|  | Rate per 10.00 Sqm |  |  |  | 2894.61 | 20-21
|  |  |  | GF | FF | SF | 20-21
|  | Basic Rate 10.00sqm |  | 2894.61 | 2894.61 | 2894.61 | 20-21
|  | scaffolding material hire charges | 10 | 10.3 | 10.3 | 10.3 | 20-21
|  | scfolding Lab charg | 10 | 79.5 | 113.8 | 148.1 | 20-21
|  | Add Lift Charges @ 10%, 20% on Labour charges B |  |  | 217.43 | 441.72 | 20-21
|  | Rate per 10.00 Sqm |  | 2984.41 | 3236.14 | 3494.73 | 20-21
|  | Rate per 1.00 Sqm |  | 298.44 | 323.61 | 349.47 | 20-21
24 | BLD-CSTN-6-10 | Plastering to brick masonary wall with 12mm thick double coat in CM (1:5) 8 mm thick base coat and CM (1:3) of 4mm thick top coat with dubara sponge finish including c/c of all materials including all operational, incidental and labour charges such as mixing cement mortar and curing etc complete for finished item of work (APSS 901, 903 & 904) |  |  |  |  | 20-21
|  | Unit = 10 Sqm |  |  |  |  | 20-21
|  | Base Coat in CM(1:6), 16 mm thick |  |  |  |  | 20-21
|  | Cement | Kg | 31.7 | 4700 | 148.99 | 20-21
|  | Sand Aggregate | cum | 0.11 | 1546.6 | 170.13 | 20-21
|  | Base Coat in CM(1:4), 4 mm thick |  |  |  |  | 20-21
|  | Cement | Kg | 19.2 | 4700 | 90.24 | 20-21
|  | Sand Aggregate | cum | 0.04 | 1546.6 | 61.86 | 20-21
|  | B. Labour |  |  |  |  | 20-21
|  | Mason 1st class | day | 0.63 | 550 | 346.5 | 20-21
|  | Mason 2nd class | day | 1.47 | 500 | 735 | 20-21
|  | Mazdoor (un-skilled) | day | 3.9 | 460 | 1794 | 20-21
|  | Rate per 10.00 Sqm |  |  |  | 3346.72 | 20-21
|  |  |  | GF | FF | SF | 20-21
|  | Basic Rate 10.00sqm |  | 3346.72 | 3346.72 | 3346.72 | 20-21
|  | scaffolding material hire charges | 10 | 10.3 | 10.3 | 10.3 | 20-21
|  | scfolding Lab charg | 10 | 79.5 | 113.8 | 148.1 | 20-21
|  | Add Lift Charges @ 10%, 20% on Labour charges B |  |  | 298.93 | 604.72 | 20-21
|  | Rate per 10.00 Sqm |  | 3436.52 | 3769.75 | 4109.84 | 20-21
|  | Rate per 1.00 Sqm |  | 343.65 | 376.98 | 410.98 | 20-21
25 | BLD-CSTN-6-9 | Plastering to brick masonary wall with 20mm thick double coat in CM (1:6) 16 mm thick base coat and CM (1:4) of 4mm thick top coat with dubara sponge finish including c/c of all materials including all operational, incidental and labour charges such as mixing cement mortar and curing etc complete for finished item of work (APSS 901, 903 & 904) |  |  |  |  | 20-21
|  | Unit = 10 Sqm |  |  |  |  | 20-21
|  | Base Coat in CM(1:6), 16 mm thick |  |  |  |  | 20-21
|  | Cement | Kg | 43 | 4700 | 202.1 | 20-21
|  | Sand Aggregate | cum | 0.18 | 1546.6 | 278.39 | 20-21
|  | Base Coat in CM(1:4), 4 mm thick |  |  |  |  | 20-21
|  | Cement | Kg | 14.5 | 4700 | 68.15 | 20-21
|  | Sand Aggregate | cum | 0.04 | 1546.6 | 61.86 | 20-21
|  | B. Labour |  |  |  |  | 20-21
|  | Mason 1st class | day | 0.63 | 550 | 346.5 | 20-21
|  | Mason 2nd class | day | 1.47 | 500 | 735 | 20-21
|  | Mazdoor (un-skilled) | day | 3.9 | 460 | 1794 | 20-21
|  | Rate per 10.00 Sqm |  |  |  | 3486 | 20-21
|  |  |  | GF | FF | SF | 20-21
|  | Basic Rate 10.00sqm |  | 3486 | 3486 | 3486 | 20-21
|  | scaffolding material hire charges | 10 | 10.3 | 10.3 | 10.3 | 20-21
|  | scfolding Lab charg | 10 | 79.5 | 113.8 | 148.1 | 20-21
|  | Add Lift Charges @ 10%, 20% on Labour charges B |  |  | 298.93 | 604.72 | 20-21
|  | Rate per 10.00 Sqm |  | 3575.8 | 3909.03 | 4249.12 | 20-21
|  | Rate per 1.00 Sqm |  | 357.58 | 390.9 | 424.91 | 20-21
37 |  | RCM facia 5cm thick in CM (1:3) for drop walls, fins with rabbit wire mesh & nominal reinforcement as directed by Engineer-in-charge with dubara sponge finishing, including cost & conveyance of all materials to site, seigniorage charges, sales & other taxes on all materials, operational & incidental, cost and conveyance of cement, wire mesh, water to work site, centering, scaffolding and form work, lift charges etc., complete for finished items of work but excluding cost of steel & its fabrication charges, for finished item of work. (APSS No.403 & 903) |  |  |  |  | 20-21
|  | Unit = 10 sqm |  |  |  |  | 20-21
|  | A. MATERIALS: |  |  |  |  | 20-21
|  | Rabbit wire mesh (1.0 M panna for 0.6 M drop) | sqm | 13.3 | 17 | 226.1 | 20-21
|  | Cement Mortar 1:3 for 25 mm thick | cum | 0.25 | 3971.93 | 992.98 | 20-21
|  | Dry Cement for making Lumps | kg | 50 | 4700 | 235 | 20-21
|  | 12 mm Plastering 2 coats in 1:4 & 1:2 cm both sides | sqm | 21.8 | 343.65 | 7491.57 | 20-21
|  | B) LABOUR CHARGES |  |  |  |  | 20-21
|  | 1st Class Mason | day | 8 | 550 | 4400 | 20-21
|  | Miller Operator | day | 1 | 500 | 500 | 20-21
|  | Mazdoor (unskilled) | day | 10 | 460 | 4600 | 20-21
|  | c) Machinery |  |  |  |  | 20-21
|  | Machine Mixing Mortar with Miller - Hire charges | Hrs | 2 | 566.1 | 1132.2 | 20-21
|  | BASIC COST per 10 sqm |  |  | Rs | 19577.85 | 20-21
|  |  |  | GF | FF |  | 20-21
|  | Basic Rate |  | 19577.85 | 19577.85 |  | 20-21
|  | Add extra for Scaffolding Material Charges | 10 | 10.3 | 10.3 |  | 20-21
|  | Add extra for Scaffolding labour Charges @ | 10 | 79.5 | 113.8 |  | 20-21
|  | Add Labour Comp on LC | 10 | 0 | 961.38 |  | 20-21
|  | BASIC COST per 10 sqm |  | 19667.65 | 20663.33 |  | 20-21
|  | BASIC COST per 1 sqm GF |  | 1966.77 | 2066.33 |  | 20-21
26 | BLD-CSTN-8-25 | Providing impervious coat to exposed RCC Roof Slab surface with CM (1:3) 12mm thick with 1Kg of water proof compound per bag of Cement laid over roof when it is green including c/c of all materials and labour charges for mixing mortar, laying, rendering smooth and thread lining, cutting, rounding off junctions of wall and slab etc for finished item of work (APSS 901, 903) |  |  |  |  | 20-21
|  | Unit = 10 Sqm |  |  |  |  | 20-21
|  | A. Materials |  |  |  |  | 20-21
|  | Cement Mortar (1:3) | cum | 0.15 | 3971.93 | 595.79 | 20-21
|  | Impervious water proofing compound Mat-00081 | Kg | 2 | 72 | 144 | 20-21
|  | B. Labour |  |  |  |  | 20-21
|  | Mason 1st class | day | 0.45 | 550 | 247.5 | 20-21
|  | Mason 2nd class | day | 1.05 | 500 | 525 | 20-21
|  | Mazdoor (un-skilled) | day | 2.8 | 460 | 1288 | 20-21
|  | Rate per 10.00 Sqm |  |  |  | 2800.29 | 20-21
|  |  |  | GF | FF | FF | 20-21
|  | Basic Rate 10.00sqm |  | 2800.29 | 2800.29 | 2800.29 | 20-21
|  | Add Lift Charges @ 10%, 20% on Labour charges B |  |  | 206.05 | 412.1 | 20-21
|  | Rate per 10.00 Sqm |  | 2800.29 | 3006.34 | 3212.39 | 20-21
|  | Rate per 1.00 Sqm |  | 280.03 | 300.63 | 321.24 | 20-21
18 | BLD-CSTN-8-25 | Providing impervious coat to exposed RCC Roof Slab surface with CM (1:3) 20mm thick with 1Kg of water proof compound per bag of Cement laid over roof when it is green including c/c of all materials and labour charges for mixing mortar, laying, rendering smooth and thread lining, cutting, rounding off junctions of wall and slab etc for finished item of work (APSS 901, 903) |  |  |  | BLD-CSTN- 8 -25 | 20-21
|  | Unit = 10 Sqm |  |  |  |  | 20-21
|  | A. Materials |  |  |  |  | 20-21
|  | Cement Mortar (1:3) | cum | 0.21 | 2843.93 | 597.23 | 20-21
|  | Impervious water proofing compound Mat-00081 | Kg | 2 | 72 | 144 | 20-21
|  | B. Labour |  |  |  |  | 20-21
|  | Mason 1st class | day | 0.66 | 550 | 363 | 20-21
|  | Mason 2nd class | day | 1.54 | 500 | 770 | 20-21
|  | Mazdoor (un-skilled) | day | 3.7 | 460 | 1702 | 20-21
|  | Rate per 10.00 Sqm |  |  |  | 3576.23 | 20-21
|  |  |  | GF | FF | SF | 20-21
|  | Basic Rate 10.00sqm |  | 3576.23 | 3576.23 | 3576.23 | 20-21
|  | Add Lift Charges @ 10%, 20% on Labour charges B |  |  | 283.5 | 567 | 20-21
|  | Rate per 10.00 Sqm |  | 3576.23 | 3859.73 | 4143.23 | 20-21
|  | Rate per 1.00 Sqm |  | 357.62 | 385.97 | 414.32 | 20-21
30 | BLD-CSTN-7-7 | Flooring with high polished granite 16 to 18 mm mm thick slabs other than black set over base coat of cement mortar (1:8), 20 mm thick over CC bed already laid or RCC roof slab, including neat cement slurry of honey like consistency spread @ 3.3.kgs per sqm & jointed neatly with white cement paste mixed with pigment of matching shade to full depth, including cost of all materials like cement, sand water and tilesetc., complete, including seigniorage charges, labour charges for dressing of tilesetc., complete for finished item of work, but excluding the cost of conveyance of all materials |  |  |  | BLD-CSTN-7-7 | 20-21
|  | Unit = 10 Sqm |  |  |  |  | 20-21
|  | A. Materials |  |  |  |  | 20-21
|  | High polished granite 16 to 18 mm thick slab other than black | sqm | 10.5 | 2124.696 | 22309.31 | 20-21
|  | Cement for CM (1:8) proportion for basecoat | Kg | 36 | 4700 | 169.2 | 20-21
|  | Cement for slurry | Kg | 33 | 4700 | 155.1 | 20-21
|  | Cement for jointing | Kg | 6 | 4700 | 28.2 | 20-21
|  | Sand for Mortar CM (1:8) proportion | cum | 0.2 | 1546.6 | 309.32 | 20-21
|  | B. Labour |  |  |  |  | 20-21
|  | Mason 1st class | day | 3 | 550 | 1650 | 20-21
|  | Mason 2nd class | day | 1 | 500 | 500 | 20-21
|  | Mazdoor (un-skilled) | day | 8 | 460 | 3680 | 20-21
|  | Water charges 1% |  | 0.01 | 6491.82 | 64.92 | 20-21
|  | Rate per 10.00 Sqm |  |  |  | 28866.05 | 20-21
|  |  |  | GF | FF | SF | 20-21
|  | Basic Rate 10.00sqm |  | 28866.05 | 28866.05 | 28866.05 | 20-21
|  | Add Lift Charges @ 10%, 20% on Labour charges B |  |  | 583 | 1166 | 20-21
|  | Rate per 10.00 Sqm |  | 28866.05 | 29449.05 | 30032.05 | 20-21
|  | Rate per 1.00 Sqm |  | 2886.61 | 2944.91 | 3003.21 | 20-21
25 | BLD-CSTN-7-21 | Providing skirting to internal walls to 15 cm height/risers of steps with 16-18 mm thick polished granite tiles length equal to flooring stones, set over base coat of CM (1:3) 12 mm thick with cement slurry of honey like consistency spread at the rate of 3.30 kgs per sqm and jointed with white cement paste mixed with pigment of matching shade to full depth, including cost of all materials like tiles, cement, sand and water etc., complete including seigniorage charges, etc., complete for finished item of work |  |  |  |  | 20-21
|  | Unit = 10 Sqm |  |  |  |  | 20-21
|  | A. Materials |  |  |  |  | 20-21
|  | High polished granite 16 to 18 mm thick slab other than black | sqm | 10.5 | 2124.696 | 22309.31 | 20-21
|  | Sand for Moratr CM (1:3) proportion | cum | 0.12 | 1546.6 | 185.59 | 20-21
|  | Cement for CM (1:3) for basecoat | Kg | 57.6 | 4700 | 270.72 | 20-21
|  | Cement for slurry | Kg | 33 | 4700 | 155.1 | 20-21
|  | White cement | Kg | 5 | 27.95 | 139.75 | 20-21
|  | B. Labour |  |  |  |  | 20-21
|  | Mason 1st class | day | 2.1 | 550 | 1155 | 20-21
|  | Mason 2nd class | day | 4.9 | 500 | 2450 | 20-21
|  | Mazdoor (un-skilled) | day | 0.8 | 460 | 368 | 20-21
|  | Water charges 1% |  | 0.01 | 4724.16 | 47.24 | 20-21
|  | Rate per 10.00 Sqm |  |  |  | 27080.71 | 20-21
|  |  |  | GF | GF | FF | 20-21
|  | Basic Rate 10.00sqm |  | 27080.71 | 27080.71 | 27080.71 | 20-21
|  | Add Lift Charges @ 10%, 20% on Labour charges |  |  | 397.3 | 794.6 | 20-21
|  | Rate per 10.00 Sqm |  | 27080.71 | 27478.01 | 27875.31 | 20-21
|  | Rate per 1.00 Sqm |  | 2708.07 | 2747.8 | 2787.53 | 20-21
42 |  | Full Rounding the edges of Marble/ Granite stone slabs of all thicknesses including polishing the same. |  |  |  |  | 20-21
|  | Initial Cost BMM-V.11 | Rm | 1 | 412 | 412 | 20-21
|  | Rate per 1.00 Rm |  |  |  | 412 | 20-21
19 | BLD-CSTN-7-4 | Flooring with chequrred terrazzo tiles of 22 mm thick (medium shade) set over base coat of cement mortar (1:6) 12 mm thick over CC bed already laid or RCC roof slab, including near cement slurry of honey like consistency spread @ 3.3.kgs per sqm & jointed with neat cement to full depth mixed with pigment of matching shade including cost of all materials like cement, sand water and tiles etc., complete, including seigniorage charges, complete for finished item of work |  |  |  |  | 20-21
|  | Unit = 10 Sqm |  |  |  |  | 20-21
|  | A. Materials |  |  |  |  | 20-21
|  | Chequerred terrazzo tiles of 22 mm thick (medium shade) BMT-D.01 | sqm | 10.5 | 266 | 2793 | 20-21
|  | Cement for CM (1:6) proportion for basecoat | Kg | 28.8 | 4700 | 135.36 | 20-21
|  | Cement for slurry | Kg | 33 | 4700 | 155.1 | 20-21
|  | Cement for jointing | Kg | 6 | 4700 | 28.2 | 20-21
|  | Sand for Mortar CM (1:6) proportion | cum | 0.12 | 1546.6 | 185.59 | 20-21
|  | B. Labour |  |  |  |  | 20-21
|  | Mason 2nd class | day | 0.96 | 550 | 528 | 20-21
|  | Man Mazdoor | day | 2.24 | 500 | 1120 | 20-21
|  | Mazdoor (un-skilled) | day | 3.3 | 460 | 1518 | 20-21
|  | Rate per 10.00 Sqm |  |  |  | 6463.25 | 20-21
|  |  |  | GF | FF | SF | 20-21
|  | Basic Rate 10.00sqm |  | 6463.25 | 6463.25 | 6463.25 | 20-21
|  | Add Lift Charges @ 10%, 20% on Labour charges B |  |  | 316.6 | 633.2 | 20-21
|  | Rate per 10.00 Sqm |  | 6463.25 | 6779.85 | 7096.45 | 20-21
|  | Rate per 1.00 Sqm |  | 646.33 | 677.99 | 709.65 | 20-21
20 | BLD-CSTN-7-20 | Providing Skirting to internal walls to 15cm height / risers of steps with chequrred terrazzo tiles length equal to flooring stones, set over base coat of CM (1:5) 12mm thick with Cement slurry of honey like consistency spread @ 3.30 Kgs per Sqm & jointed with white Cement paste mixed with pigment of matching shade to full depth, including c/c of materials like Cement, Sand and Water and tiles etc complete for finished item of work |  |  |  |  | 20-21
|  | Unit = 10 Sqm |  |  |  |  | 20-21
|  | A. Materials |  |  |  |  | 20-21
|  | Chequerred terrazzo tiles of 22 mm thick (medium shade) BMT-D.01 | sqm | 10.5 | 266 | 2793 | 20-21
|  | Sand for Mortar for CM (1:5) proportion | cum | 0.12 | 1546.6 | 185.59 | 20-21
|  | Cement for CM (1:5) base coat | Kg | 34.56 | 4700 | 162.43 | 20-21
|  | Cement for Slurry | Kg | 33 | 4700 | 155.1 | 20-21
|  | White Cement jointing & pointing BMS.W.68 | Kg | 2 | 27.95 | 55.9 | 20-21
|  | B. Labour |  |  |  |  | 20-21
|  | Mason 1st class | day | 0.96 | 550 | 528 | 20-21
|  | Mason 2nd class | day | 2.24 | 500 | 1120 | 20-21
|  | Mazdoor (un-skilled) | day | 3.3 | 460 | 1518 | 20-21
|  | Rate per 10.00 Sqm |  |  |  | 6518.02 | 20-21
|  |  |  | GF | FF | SF | 20-21
|  | Basic Rate 10sqm |  | 6518.02 | 6518.02 | 6518.02 | 20-21
|  | Add Lift Charges @ 10%, 20% on Labour charges on B |  |  | 316.6 | 633.2 | 20-21
|  | 10.00 Sqm |  | 6518.02 | 6834.62 | 7151.22 | 20-21
|  | 1.00 Sqm |  | 651.8 | 683.46 | 715.12 | 20-21
21 | BLD-CSTN-7-5 | Flooring with Porcelain Vitrified tiles stain free double charged of 1st quality and of size not less than 600X600X8mm thickness glossy finish premium colours, set over base coat of CM (1:8), 12mm thick over already laid CC bed / RCC Roof slab, including neat Cement slurry of honey like consistency spread @ 3.30 Kgs per Sqm & jointed with neat white Cement paste to full depth mixed with pigment of matching shade including c/c of all materials like Cement, Sand and Water and tiles etc complete including labour charges etc complete for finished item of work |  |  |  |  | 20-21
|  | Unit = 10 Sqm |  |  |  |  | 20-21
|  | A. Materials |  |  |  |  | 20-21
|  | Vitrified tiles 600X600X8mm th BMT-C.09 | sqm | 10.5 | 612 | 6426 | 20-21
|  | Cement for CM (1:8) proportion for basecoat | Kg | 21.6 | 4700 | 101.52 | 20-21
|  | Cement for slurry | Kg | 33 | 4700 | 155.1 | 20-21
|  | Cement for pointing with CM (1:3) | Kg | 6 | 4700 | 28.2 | 20-21
|  | Sand for Mortar for CM (1:8) proportion | cum | 0.12 | 1546.6 | 185.59 | 20-21
|  | Sand for Moratr for pointing | cum | 0.02 | 1546.6 | 30.93 | 20-21
|  | B. Labour |  |  |  |  | 20-21
|  | Mason 1st class | day | 0.96 | 550 | 528 | 20-21
|  | Mason 2nd class | day | 2.24 | 500 | 1120 | 20-21
|  | Mazdoor (un-skilled) | day | 3.3 | 460 | 1518 | 20-21
|  | Add water charges 1% |  | 0.01 | 10093.34 | 100.93 | 20-21
|  | Rate per 10.00 Sqm |  |  |  | 10194.27 | 20-21
|  |  |  | GF | FF | SF | 20-21
|  | Basic Rate 10sqm |  | 10194.27 | 10194.27 | 10194.27 | 20-21
|  | Add Lift Charges @ 10%, 20% on Labour charges on B |  |  | 316.6 | 633.2 | 20-21
|  | 10.00 Sqm |  | 10194.27 | 10510.87 | 10827.47 | 20-21
|  | 1.00 Sqm |  | 1019.43 | 1051.09 | 1082.75 | 20-21
22 | BLD-CSTN-7-20 | Providing Skirting to internal walls to 15cm height / risers of steps with Porcelain Vitrified tiles length equal to flooring stones, set over base coat of CM (1:5) 12mm thick with Cement slurry of honey like consistency spread @ 3.30 Kgs per Sqm & jointed with white Cement paste mixed with pigment of matching shade to full depth, including c/c of materials like Cement, Sand and Water and tiles etc complete for finished item of work |  |  |  |  | 20-21
|  | Unit = 10 Sqm |  |  |  |  | 20-21
|  | A. Materials |  |  |  |  | 20-21
|  | Vitrified tiles 600X600X8mm th BMT-C.09 | sqm | 10.5 | 612 | 6426 | 20-21
|  | Sand for Mortar for CM (1:5) proportion | cum | 0.12 | 1546.6 | 185.59 | 20-21
|  | Cement for CM (1:5) base coat | Kg | 34.56 | 4700 | 162.43 | 20-21
|  | Cement for Slurry | Kg | 33 | 4700 | 155.1 | 20-21
|  | White Cement jointing & pointing BMS.W.68 | Kg | 2 | 27.95 | 55.9 | 20-21
|  | B. Labour |  |  |  |  | 20-21
|  | Mason 1st class | day | 0.96 | 550 | 528 | 20-21
|  | Mason 2nd class | day | 2.24 | 500 | 1120 | 20-21
|  | Mazdoor (un-skilled) | day | 3.3 | 460 | 1518 | 20-21
|  | Rate per 10.00 Sqm |  |  |  | 10151.02 | 20-21
|  |  |  | GF | FF | SF | 20-21
|  | Basic Rate 10sqm |  | 10151.02 | 10151.02 | 10151.02 | 20-21
|  | Add Lift Charges @ 10%, 20% on Labour charges on B |  |  | 316.6 | 633.2 | 20-21
|  | 10.00 Sqm |  | 10151.02 | 10467.62 | 10784.22 | 20-21
|  | 1.00 Sqm |  | 1015.1 | 1046.76 | 1078.42 | 20-21
33 | BLD-CSTN-7-6 | Flooring with Ceramic non skid tiles of not less than 7-8mm thick 1st quality laid over floor bed / VRCC slab set over base coat of CM (1:8), 12mm thick and neat grey Cement slurry of honey like consistency spread @ 3.30 Kgs per Sqm & jointed with neat white Cement paste to full depth mixed with pigment of matching shade including c/c of all materials to site including cost of mixing of mortar and watering and levelling to proper slope and curing including all labour charges etc for finished item of work |  |  |  |  | 20-21
|  | Unit = 10 Sqm |  |  |  |  | 20-21
|  | A. Materials |  |  |  |  | 20-21
|  | Non-Skid Ceramic tiles 300X300 BMT.C.01 | sqm | 10.5 | 370 | 3885 | 20-21
|  | Cement for CM (1:8) proportion for basecoat | Kg | 21.6 | 4700 | 101.52 | 20-21
|  | Cement for slurry | Kg | 33 | 4700 | 155.1 | 20-21
|  | White Cement jointing & pointing BMS.W.68 | Kg | 2 | 27.95 | 55.9 | 20-21
|  | Sand for Mortar CM (1:8) proportion | cum | 0.12 | 1546.6 | 185.59 | 20-21
|  | B. Labour |  |  |  |  | 20-21
|  | Mason 1st class | day | 0.96 | 550 | 528 | 20-21
|  | Mason 2nd class | day | 2.24 | 500 | 1120 | 20-21
|  | Mazdoor (un-skilled) | day | 3.3 | 460 | 1518 | 20-21
|  | Rate per 10.00 Sqm |  |  |  | 7549.11 | 20-21
|  |  |  | GF | FF | SF | 20-21
|  | Basic Rate 10sqm |  | 7549.11 | 7549.11 | 7549.11 | 20-21
|  | Add Lift Charges @ 10%, 20% on Labour charges on B |  |  | 316.6 | 633.2 | 20-21
|  | 10.00 Sqm |  | 7549.11 | 7865.71 | 8182.31 | 20-21
|  | 1.00 Sqm |  | 754.91 | 786.57 | 818.23 | 20-21
34 | BLD-CSTN-7-18 | Providing Daddooing to walls with 5 to 7mm thick Glazed Ceramic wall tiles of 1st quality of 6mm thick set over base coat of CM (1:3) 12mm thick with Cement slurry of honey like consistency spread @ 3.30 Kgs per Sqm & jointed with neat white Cement paste to full depth mixed with pigment of matching shade including c/c of all materials to site, cost of all materials like tiles, Cement, sand and water etc complete for finished item of work |  |  |  |  | 20-21
|  | Unit = 10 Sqm |  |  |  |  | 20-21
|  | A. Materials |  |  |  |  | 20-21
|  | Glazed Ceramic wall tiles 6mm BMT.C.21 | sqm | 10.5 | 323 | 3391.5 | 20-21
|  | Sand for Mortar CM (1:3) proportion | cum | 0.12 | 1546.6 | 185.59 | 20-21
|  | Cement for CM (1:3) base coat | Kg | 57.6 | 4700 | 270.72 | 20-21
|  | Cement for Slurry | Kg | 33 | 4700 | 155.1 | 20-21
|  | White Cement for jointing and pointing | Kg | 6 | 27.95 | 167.7 | 20-21
|  | B. Labour |  |  |  |  | 20-21
|  | Mason 1st class | day | 0.77 | 550 | 423.5 | 20-21
|  | Mazdoor (un-skilled) | day | 0.8 | 460 | 368 | 20-21
|  | Rate per 10.00 Sqm |  |  |  | 4962.11 | 20-21
|  |  |  | GF | FF | SF | 20-21
|  | Basic Rate 10sqm |  | 4962.11 | 4962.11 | 4962.11 | 20-21
|  | Add Lift Charges @ 10%, 20% on Labour charges on B |  |  | 79.15 | 158.3 | 20-21
|  | 10.00 Sqm |  | 4962.11 | 5041.26 | 5120.41 | 20-21
|  | 1.00 Sqm |  | 496.21 | 504.13 | 512.04 | 20-21
49 | BLD-CSTN-5-1 | Flush Pointing with CM (1:3) to Brick Masonry |  |  |  |  | 20-21
|  | Unit = 10 sqm |  |  |  |  | 20-21
|  | A. Materials |  |  |  |  | 20-21
|  | Cement | Kg | 14.4 | 4700 | 67.68 | 20-21
|  | Fine aggregate (Sand) for Mortar | cum | 0.03 | 1546.6 | 46.4 | 20-21
|  | B. Labour |  |  |  |  | 20-21
|  | Mason 2nd class | day | 0.5 | 500 | 250 | 20-21
|  | Mazdoor (un-skilled) | day | 0.74 | 460 | 340.4 | 20-21
|  | Rate per 10.00 Sqm |  |  |  | 704.48 | 20-21
50 | BLD-CSTN-7-11 | Flooring with pressed clay flooring tiles, set over base coat of cement mortar (1:8) 12 mm thick over CC bed already laid or RCC roof slab, including neat cement slurry of honey like consistency spread @ 3.3.kgs per sqm & jointed neatly with cement mixed with pigment of matching shade to full depth, including cost of all materials like cement, sand water and tiles etc., complete, for finished item of work, |  |  |  |  | 20-21
|  | Unit = 10 sqm |  |  |  |  | 20-21
|  | A. Materials |  |  |  |  | 20-21
|  | pressed clay flooring tiles | No's | 0.255 | 19305 | 4922.78 | 20-21
|  | Cement for CM (1:8) for base coat | Kgs | 21.6 | 4700 | 101.52 | 20-21
|  | Cement for jointing & pointing | Kgs | 6 | 4700 | 28.2 | 20-21
|  | Pointing with CM (1:3) | Sqm | 1 | 704.48 | 704.48 | 20-21
|  | Deduct CM (1:3) | cum | 0.04 | 1546.6 | -61.86 | 20-21
|  | Sand for CM (1:8) | cum | 0.12 | 1546.6 | 185.59 | 20-21
|  | B. Labour |  |  |  |  | 20-21
|  | Mason 1st class | day | 0.96 | 550 | 528 | 20-21
|  | Mason 2nd class | day | 2.24 | 500 | 1120 | 20-21
|  | Mazdoor (un-skilled) | day | 4.3 | 460 | 1978 | 20-21
|  | Rate per 10.00 Sqm |  |  |  | 9506.71 | 20-21
|  |  |  | GF | FF | SF | 20-21
|  | Basic Rate 10sqm |  | 9506.71 | 9506.71 | 9506.71 | 20-21
|  | Add Lift Charges @ 10%, 20% on Labour charges on B |  |  | 362.6 | 725.2 | 20-21
|  | 10.00 Sqm |  | 9506.71 | 9869.31 | 10231.91 | 20-21
|  | 1.00 Sqm |  | 950.67 | 986.93 | 1023.19 | 20-21
26 |  | Supply of precast concrete blocks for paving of M-35 grade and thickness not less than 60 mm for Light traffic areas conforming to IS 15658:2006 in all shapes and designs for laying & fixing of precast concrete blocks for paving of all grades, any thickness, all sizes & shapes including all labour charges for loading & unloading, laying to desired lines and levels complete |  |  |  |  | 20-21
|  | A. Materials |  |  |  |  | 20-21
|  | Precasted concrete blocks BMT-D.13 | Sqm | 1 | 311 | 311 | 20-21
|  | Labour charges BMT-D.17 | Sqm | 1 | 178 | 178 | 20-21
|  | 1.00 Sqm |  |  |  | 489 | 20-21
28 | BLD-CSTN-7-13 | Gronolithie Concrete Flooring 20 mm thick with (1:1:2), using 6mm to 12 mm size hard granite machine crushed metal laid over CC bed already laid or RCC roof slab, in alternate panels of size not exceeding 1.50 m x 1.50 m and finishing the top surface to required smoothness and slopes and thread lining including cost of all materials like cement, metal, sand and water etc., complete, including seigniorage charges, etc., complete for finished item of work, but excluding the cost of conveyance of all materials |  |  |  |  | 20-21
|  | Unit = 10 Sqm |  |  |  |  | 20-21
|  | A. Materials |  |  |  |  | 20-21
|  | 6mm to 12 mm H.G. Metal (Machine crushed) | cum | 0.17 | 1799.05 | 305.84 | 20-21
|  | Cement | Kg | 120 | 4700 | 564 | 20-21
|  | Sand | cum | 0.085 | 1451.6 | 123.39 | 20-21
|  | B. Labour |  |  |  |  | 20-21
|  | Mason 1st class | day | 1.25 | 550 | 687.5 | 20-21
|  | Mason 2nd class | day | 0.06 | 500 | 30 | 20-21
|  | Mazdoor (un-skilled) | day | 3 | 460 | 1380 | 20-21
|  | Rate per 10.00 Sqm |  |  |  | 3090.73 | 20-21
|  |  |  | GF | FF | SF | 20-21
|  | Basic Rate 10sqm |  | 3090.73 | 3090.73 | 3090.73 | 20-21
|  | Add Lift Charges @ 10%, 20% on Labour charges on B |  |  | 209.75 | 419.5 | 20-21
|  | 10.00 Sqm |  | 3090.73 | 3300.48 | 3510.23 | 20-21
|  | 1.00 Sqm |  | 309.07 | 330.05 | 351.02 | 20-21
51 | BLD-CSTN-9-4 | White washing one coat with whiting of approved quality to give an even shade after thoroughly brushing the surface to remove all dirt and remains of loose powdered materials including cost of all materials, labour charges and incidental such as scaffolding, lift charges etc., complete for finished item of work, but excluding conveyance charges of materials |  |  |  |  | 20-21
|  | Unit = 10 Sqm |  |  |  |  | 20-21
|  | A. Materials |  |  |  |  | 20-21
|  | Whiting / White Cement / BMT-J.31 | 20Kg | 1.2 | 550 | 33 | 20-21
|  | B. Labour |  |  |  |  | 20-21
|  | Painter | day | 0.11 | 615 | 67.65 | 20-21
|  | Mazdoor (un-skilled) | day | 0.22 | 460 | 101.2 | 20-21
|  | Sundries including brushes, ladders, etc.,5% |  | 0.05 | 201.85 | 10.09 | 20-21
|  | Rate per 10.00 Sqm |  |  |  | 211.94 | 20-21
|  |  |  | GF | FF | SF | 20-21
|  | Basic Rate 10 sqm |  | 211.94 | 211.94 | 211.94 | 20-21
|  | Add Lift Charges @ 10%, 20% on Labour charges on B |  |  | 16.89 | 16.89 | 20-21
|  | 10.00 Sqm |  | 211.94 | 228.83 | 228.83 | 20-21
|  | 1.00 Sqm |  | 21.19 | 22.88 | 22.88 | 20-21
27 | Amendment ofasper Building SSR 2011-12 | Providing and applying Wall putty of White Cement or Polymer or Cement based of average 1 to 2 mm thickness over plastered surface to prepare the surface even and smooth after thoroughly brushing the surface to remove all dirt and remains of loose powdered materials, applying emery paper, Sand the surface, clean & wipe off loose dust, applying knifing paste filler by putty knife / muslin pad, air dry for 2 - 3 hrs, sand with 180 and 320 No., emery paper for the surface preparation including cost and conveyance of all materials and all operational, incidental and all labour charges etc., complete for finished item of work in all floors for internal walls |  |  |  |  | 20-21
|  | Unit = 10 Sqm |  |  |  |  | 20-21
|  | A. Materials |  |  |  |  | 20-21
|  | wall putty (BMT-J.31) | 20Kg | 23 | 550 | 632.5 | 20-21
|  | B. Labour |  |  |  |  | 20-21
|  | Painter 1st class | day | 0.273 | 615 | 167.9 | 20-21
|  | Painter 2nd class | day | 0.637 | 500 | 318.5 | 20-21
|  | Mazdoor (un-skilled) | day | 0.91 | 460 | 418.6 | 20-21
|  | Sundries |  | 0.01 | 1537.5 | 15.38 | 20-21
|  | Rate per 10.00 Sqm |  |  |  | 1552.88 | 20-21
|  |  |  | GF | FF | SF | 20-21
|  | Basic Rate 10 sqm |  | 1552.88 | 1552.88 | 1552.88 | 20-21
|  | Add Lift Charges @ 10%, 20% on Labour charges on B |  |  | 90.5 | 181 | 20-21
|  | 10.00 Sqm |  | 1552.88 | 1643.38 | 1733.88 | 20-21
|  | 1.00 Sqm |  | 155.29 | 164.34 | 173.39 | 20-21
28 | BLD-CSTN-10-2 | Painting, Priming Coat on New Plastered Surface for internal walls |  |  |  |  | 20-21
|  | Unit: 10 sqm |  |  |  |  | 20-21
|  | A. MATERIALS : |  |  |  |  | 20-21
|  | Cement Primer Interior Grade BMT-J.01 | kg | 1 | 141 | 141 | 20-21
|  | B. LABOUR |  |  |  |  | 20-21
|  | Painter 1st class | day | 0.21 | 615 | 129.15 | 20-21
|  | Painter 2nd class | day | 0.49 | 500 | 245 | 20-21
|  | Sundries including brushes, soaps, putty etc., |  | 0.005 | 515.15 | 2.58 | 20-21
|  | Total cost for 10 sqm |  |  |  | 517.73 | 20-21
|  | BASIC COST per 10 sqm |  |  |  | 517.73 | 20-21
29 | BLD-CSTN-10-2 | Painting, Priming Coat on New Plastered Surface for external walls |  |  |  |  | 20-21
|  | Unit: 10 sqm |  |  |  |  | 20-21
|  | A. MATERIALS : |  |  |  |  | 20-21
|  | Cement Primer external Grade BMT-J.02 | kg | 1 | 180 | 180 | 20-21
|  | B. LABOUR |  |  |  |  | 20-21
|  | Painter 1st class | day | 0.21 | 615 | 129.15 | 20-21
|  | Painter 2nd class | day | 0.49 | 500 | 245 | 20-21
|  | Sundries including brushes, soaps, putty etc., |  | 0.005 | 554.15 | 2.77 | 20-21
|  | Total cost for 10 sqm |  |  |  | 556.92 | 20-21
|  | BASIC COST per 10 sqm |  |  |  | 556.92 | 20-21
| Amendment ofasper Building SSR 2011-12 | Painting to new walls with 2 coats of acrylic Emulsion paint Asian or equivalent and shade over Priming coat with Cement primer water base interior Gr-1 Asian or equivalent on new plastered surface after throughly brushing the surace remove all dirt and remains of loose powdered materials including cost and conveyance of all materials to worksite and all oparational, incidental, labour charges etc complete for finished item of work as per SS 911 for internal walls |  |  |  |  | 20-21
|  | PRIMARY COAT: |  |  |  |  | 20-21
|  | Painting, Priming Coat with Cement Primer | 10 Sqm | 1 | 517.73 | 517.73 | 20-21
20-21
|  | A) MATERIALS : |  |  |  |  | 20-21
30 |  | acrylic Emulsion paint | Ltr | 0.8 | 168 | 134.4 | 20-21
|  | B) LABOUR |  |  |  |  | 20-21
|  | Painter - 1st Class | day | 0.36 | 615 | 221.4 | 20-21
|  | Painter - 2nd class | day | 0.84 | 500 | 420 | 20-21
[6 empty] | 1293.53 | 20-21
|  |  |  | GF | FF | SF | 20-21
|  | Basic Rate |  | 1293.53 | 1293.53 | 1293.53 | 20-21
|  | Lift Charges per 10 Sqmt. |  |  | 101.555 | 203.11 | 20-21
|  | BASIC COST per 10 sqm |  | 1293.53 | 1395.085 | 1496.64 | 20-21
|  | BASIC COST per 1 sqm |  | 129.35 | 139.51 | 149.66 | 20-21
31 | Amendment ofasper Building SSR 2011-12 | Painting to new walls with 2 coats of acrylic Emulsion paint Asian or equivalent and shade over Priming coat with Cement primer water base exterior Gr-2 Asian or equivalent on new plastered surface after throughly brushing the surace remove all dirt and remains of loose powdered materials including c/c of all materials to worksite and all oparational, incidental ,labour charges etc complete for finished item of work as per SS 912 for External walls |  |  |  |  | 20-21
|  | Painting, Priming Coat with Cement Primer | 10 Sqm | 1 | 556.92 | 556.92 | 20-21
|  | A) MATERIALS : |  |  |  |  | 20-21
|  | acrylic Emulsion paint (at 20 sqm / liter as per British Paints (I) Ltd. | Ltr | 0.8 | 194 | 155.2 | 20-21
|  | B) LABOUR |  |  |  |  | 20-21
|  | Painter - 1st Class | day | 0.21 | 615 | 129.15 | 20-21
|  | Painter - 2nd class | day | 0.49 | 500 | 245 | 20-21
|  | Mazdoor | day | 1.5 | 460 | 690 | 20-21
[6 empty] | 1776.27 | 20-21
|  |  |  | GF | FF | SF | 20-21
|  | Basic Rate |  | 1776.27 | 1776.27 | 1776.27 | 20-21
|  | Add Labour Comp on LC |  |  | 143.83 | 287.66 | 20-21
|  | BASIC COST per 10 sqm |  | 1776.27 | 1920.1 | 2063.93 | 20-21
|  | BASIC COST per 1 sqm |  | 177.63 | 192.01 | 206.39 | 20-21
58 | BLD-CSTN -10-6 & 10-12 (iii) | Painting New Wood work with Two coats of ready mixed Synthatic Enamil paint first quality of shades over primary coat of wood primary making Three coats in all given as even shade after thoroughly brushes the surface to remove all remains of loose provided materials including cost and conveyance of all materials, cost of brushes and other opartational incidental ,seigniorage charges, labour charges, scaffolding charges etc complete for finished item of work as per APSS |  |  |  |  | 20-21
|  | Unit = 10 Sqm |  |  |  |  | 20-21
|  | Primary Coat on New Wood Work |  |  |  |  | 20-21
|  | A. Materials |  |  |  |  | 20-21
|  | Wood primer BMT.J.05 | Lit | 0.7 | 130 | 91 | 20-21
|  | B. Labour |  |  |  |  | 20-21
|  | Painter 1st class | day | 0.21 | 615 | 129.15 | 20-21
|  | Painter 2nd Class | day | 0.48 | 500 | 240 | 20-21
|  | Sundries including brushes @ 1% overall above |  |  | 460.15 | 4.6 | 20-21
|  | Painting Two Coats on New Wood Work |  |  |  |  | 20-21
|  | A. Materials |  |  |  |  | 20-21
|  | Synthatic Enamil Paint at 20sqm/Lt BMT.J.29 | Lit | 1.1 | 248 | 272.8 | 20-21
|  | B. Labour |  |  |  |  | 20-21
|  | Painter 1st class | day | 0.33 | 615 | 202.95 | 20-21
|  | Painter 2nd Class | day | 0.77 | 500 | 385 | 20-21
|  | Total Rate per Primary &Two coats 10.00 Sqm |  |  |  | 1325.5 | 20-21
|  | Rate per 1.00 Sqm |  |  |  | 132.55 | 20-21
59 |  | Supply & application of One Coat Water based Cement Primer, One coat of Deco / PMCC Orient Base Exterior Texture & two coats of Altek Harmony (Emulsion paint exterior grade) inclusive of all taxes for finished item of work |  |  |  |  | 20-21
| BMT-J.46 | Initial cost (SSR 2012-13) | Sqm | 1 | 205 | 205 | 20-21
[6 empty] | 205 | 20-21
60 |  | Supply & applying Poly-Urethane Water Proof Polish Glossy/ Matt finish to the wood works duly cleaning the surface and applying emery paper, Sand the wood with 180 No., emery paper and then with 320 No., emery paper, clean & wipe off loose dust, applying suitable knifing paste filler / wood filler by putty knife / muslin pad, air dry for 2 - 3 hrs, sand with 180 and 320 No., emery paper, applying two component wood sealer, after the surface preparation applying one coat of approved spraying PU thinner (for spraying) / applying one coat of approved brushing PU thinner or general purpose thinner (for brushing) and apply one coat of PU by brush or spray, air-dry overnight, Sand again with 180 No. emery paper and removing dust, applying second coat of PU, air drying for 4 - 6 Hrs, Sand with 320 No emery paper, and applying (either with spray or brush) two coats of approved brand PU including cost & labour charges, emery papers, cost of thinner & PU of approved brands such as Jenson & Nicholson, Asian Paints, Berger Paints or equivalent etc., complete for finished item |  |  |  |  | 20-21
|  | Unit = 1 sqm |  |  |  |  | 20-21
| BMT-J.13 | Poly-Urethene Polish - exteritor Grade | Ltr | 0.065 | 708 | 46.02 | 20-21
| BMT-J.13 | Thinner for Polyurethane polish | Ltr | 0.033 | 244 | 8.05 | 20-21
|  | Painter 1st class | day | 0.24 | 615 | 147.6 | 20-21
|  | Painter 2nd class | day | 0.56 | 500 | 280 | 20-21
|  | Helper | day | 0.8 | 460 | 368 | 20-21
|  | Basic coat per 1 sqm |  |  |  | 849.67 | 20-21
61 |  | Painting, Lettering and Picturing to walls with two coats over primary coat with Emulsion paint (Like Birds, Animals, Cartoons, Numbers etc.,) to Angnwadi center building as per the instructions of Engineer - in - charge including cost and conveyance of all paints and all labour charges etc complete. |  |  |  |  | 20-21
|  | As per quotation rate | Sqm | 1 | 630 | 630 | 20-21
[6 empty] | 630 | 20-21
40 |  | Supply & fixing of Rolling shutter made of 80 x 1.25 mm machine rolled CRCA laths, interlocked together through their entire length and jointed together at the ends by endlocks, mounted on specially designed pipe shaft of 50mm dia nominal bore MS B class pipe with brackets, plates, guide channels, stoppers, bottom locking plates and arrangements for inside & outside locking with push-pull operations including cost of hood cover and springs complete, painted with one coat of approved steel primer, locks, ball bearings, all accessories etc complete for finished item of work as per special spn: 1108 |  |  |  |  | 20-21
| BMT-F.29 | Initial cost | Sqm | 1 | 3198 | 3198 | 20-21
[6 empty] | 3198 | 20-21
63 |  | S&F of 48" dia(1.20Mts) 2" thick Precasted rcc hume rings including cost and conveyance of all material and labour charges etc., complete for septic Tank |  |  |  |  | 20-21
| ELEC-8.4.22 | 18" dia(0.45Mts) 2" thick hume pipe ring | 1No | 1 | 250 | 250 | 20-21
|  | 48" dia(1.20Mts) 2" thick hume pipe ring |  |  |  |  | 20-21
|  | 0.45= 250.00 : 1.20 = ? |  |  |  |  | 20-21
|  | ?=1.20 x 250.00 / 0.45 |  |  |  |  | 20-21
|  | ?=666.66 |  |  |  |  | 20-21
|  | 48.00" dia(1.20Mts) 2" thick hume pipe ring | 1No | 1 | 666.66 | 666.66 | 20-21
20-21
[6 empty] | 666.66 | 20-21
64 |  | S&F of 36" dia(0.90Mts) 2" thick Precasted rcc hume rings including cost and conveyance of all material and labour charges etc., complete for septic Tank |  |  |  |  | 20-21
| ELEC-8.4.22 | 18" dia(0.45Mts) 2" thick hume pipe ring | 1No | 1 | 250 | 250 | 20-21
|  | 36" dia(0.90Mts) 2" thick hume pipe ring |  |  |  |  | 20-21
|  | 0.45= 250.00 : 0.90 = ? |  |  |  |  | 20-21
|  | ?=0.90 x 250.00 / 0.45 |  |  |  |  | 20-21
|  | ?=500.00 |  |  |  |  | 20-21
|  | 36" dia(0.90Mts) 2" thick hume pipe ring | 1No | 1 | 500 | 500 | 20-21
20-21
[6 empty] | 500 | 20-21
65 |  | S&F of 1200 mm dia 2" thick Precasted cc cover for hume pipe including cost and conveyance of all material and labour charges etc., complete for septic Tank |  |  |  |  | 20-21
| ELEC-8.4.24 | CC Cover for hume pipe | 1No | 1 | 130 | 130 | 20-21
20-21
[6 empty] | 130 | 20-21
25 |  | S&F of Cement Jolleys 50mm thick |  |  |  |  | 20-21
| BMS-W.17 | Initial cost | Sqm | 1 | 340 | 340 | 20-21
|  | 1st class mason | Day | 0.06 | 550 | 33 | 20-21
|  | 2nd class mason | Day | 0.06 | 500 | 30 | 20-21
|  | Mazdoor(unskilled) | Day | 0.275 | 460 | 126.5 | 20-21
|  | Rate per 1 Sqm |  |  |  | 529.5 | 20-21
AS PER SSR 2021-22
19 | BLD-CSTN -1-4 | Cement Mortar (1:3) |  |  |  |  | 21-22
|  | Cost of Cement | Kg | 480 | 4700 | 2256 | 21-22
|  | Sand for Plastering including 5% wastage | cum | 1.05 | 1743.4 | 1830.57 | 21-22
|  | Man Mazdoor for mixing mortar | day | 0.2 | 490 | 98 | 21-22
[6 empty] | 4184.57 | 21-22
2 | BLD-CSTN -1-5 | Cement Mortar (1:4) |  |  |  |  | 21-22
|  | Cost of Cement | Kg | 360 | 4700 | 1692 | 21-22
|  | Sand for Plastering including 5% wastage | cum | 1.05 | 1743.4 | 1830.57 | 21-22
|  | Man Mazdoor for mixing mortar | day | 0.2 | 490 | 98 | 21-22
[6 empty] | 3620.57 | 21-22
32 | BLD-CSTN -1-6 | Cement Mortar (1:5) |  |  |  |  | 21-22
|  | Cost of Cement | Kg | 288 | 4700 | 1353.6 | 21-22
|  | Sand for Plastering including 5% wastage | cum | 1.05 | 1743.4 | 1830.57 | 21-22
|  | Man Mazdoor for mixing mortar | day | 0.2 | 490 | 98 | 21-22
[6 empty] | 3282.17 | 21-22
4 | BLD-CSTN -1-7 | Cement Mortar (1:6) |  |  |  |  | 21-22
|  | Cost of Cement | Kg | 240 | 4700 | 1128 | 21-22
|  | Sand for Mortar including 5% wastage | cum | 1.05 | 1743.4 | 1830.57 | 21-22
|  | Man Mazdoor for mixing mortar | day | 0.2 | 490 | 98 | 21-22
[6 empty] | 3056.57 | 21-22
5 | BLD-CSTN -1-8 | Cement Mortar (1:8) |  |  |  |  | 21-22
|  | Cost of Cement | Kg | 180 | 4700 | 846 | 21-22
|  | Sand for Mortar including 5% wastage | cum | 1.05 | 1743.4 | 1830.57 | 21-22
|  | Man Mazdoor for mixing mortar | day | 0.2 | 490 | 98 | 21-22
[6 empty] | 2774.57 | 21-22
|  | 20 mm GRADED METAL( CW 07 20 mm(48%) and 12 mm(12%)10 mm(12%) 6 mm(8)% (34822)) |  |  |  |  | 21-22
|  | 20 mm HBG metal(SS 5) | 0.6 | 2046.35 | 1227.81 |  | 21-22
|  | 12 mm HBG metal(SS 5) | 0.15 | 1772.6 | 265.89 |  | 21-22
|  | 10 mm HBG metal(SS 5) | 0.15 | 1605.1 | 240.77 |  | 21-22
|  | 6 mm HBG metal(SS 5) | 0.1 | 1417.6 | 141.76 |  | 21-22
|  | Rate per Cum |  |  | 1876.23 |  | 21-22
21-22
6 |  | Clearing light jungle including up-rooting and removing of Juliflora stumps. |  |  |  |  | 21-22
|  | Unit = Cum |  |  |  |  | 21-22
|  | RSSR 19-20 |  |  |  |  | 21-22
|  | Unskilled Labour Charges |  |  |  | 6.06 | 21-22
|  | Rate per 1 Cum |  |  |  | 6.06 | 21-22
33 |  | Engaging Unskilled Labour for Earth work excavation and depositing on bank with an initial lead & initial lift in Loamy and Clayey soils like BC Soils, Red Earth Soils (Ordinary Soils) |  |  |  |  | 21-22
|  | Unit = Cum |  |  |  |  | 21-22
|  | RSSR 19-20 |  |  |  |  | 21-22
|  | Unskilled Labour Charges |  |  |  | 144.26 | 21-22
|  | Rate per 1 Cum |  |  |  | 144.26 | 21-22
8 | RBR-FNDN - 2- (I) Amendment as per 2015-16 | Filling with Sand in trenches, sides of foundations & basement by watering and ramming including all operational, incidental, labour charges, hire charges of T&P etc complete including cost and conveyance of material and labour charges etc complete for finished item of the work (APSS No 309& 310) per 1 Cum |  |  |  |  | 21-22
|  | Unit = Cum |  |  |  |  | 21-22
|  | Taking Output 6 Cum |  |  |  |  | 21-22
| a) | Labour |  |  |  |  | 21-22
|  | Mazdoor (Un-Skilled) | day | 0.31 | 490 | 151.9 | 21-22
| b) | Material |  |  |  |  | 21-22
|  | Sand for filling | Cum | 6 | 1503.4 | 9020.4 | 21-22
|  | Rate per 6 Cum |  |  |  | 9172.3 | 21-22
|  | Rate per 1 Cum |  |  |  | 1528.72 | 21-22
9 | RBR-FNDN -2- (I) Amendment as per 2015-16 | Filling Basement with Selected earth in trenches, sides of foundations & basement by watering and ramming including all operational, incidental, labour charges, hire charges of T&P etc complete including cost and conveyance of material and labour charges etc complete for finished item of the work (APSS No 309& 310) per 1 Cum |  |  |  |  | 21-22
|  | Unit = 6 Cum |  |  |  |  | 21-22
| a) | Labour |  |  |  |  | 21-22
|  | Mazdoor (Un-Skilled) | day | 0.31 | 490 | 151.9 | 21-22
| b) | Material |  |  |  |  | 21-22
|  | Selected earth | Cum | 6 | 174.65 | 1047.9 | 21-22
|  | Rate per 6 Cum |  |  |  | 1199.8 | 21-22
|  | Rate per 1 Cum |  |  |  | 199.97 | 21-22
10 | RBR-FNDN -2- (I) Amendment as per 2015-16 | Filling Basement with Gravel in trenches, sides of foundations & basement by watering and ramming including all operational, incidental, labour charges, hire charges of T&P etc complete including cost and conveyance of material and labour charges etc complete for finished item of the work (APSS No 309& 310) per 1 Cum |  |  |  |  | 21-22
|  | Unit = 6 Cum |  |  |  |  | 21-22
| a) | Labour |  |  |  |  | 21-22
|  | Mazdoor (Un-Skilled) | day | 0.31 | 490 | 151.9 | 21-22
| b) | Material |  |  |  |  | 21-22
|  | Gravel filling | Cum | 6 | 227.9 | 1367.4 | 21-22
|  | Rate per 6 Cum |  |  |  | 1519.3 | 21-22
|  | Rate per 1 Cum |  |  |  | 253.22 | 21-22
11 | BLD-CSTN-2-9 Amendment as per 2015-16 | Filling in foundation with excavated soil as per drawing and technical specification Clause 305.3.9 MORD & 304 MORTH. |  |  |  |  | 21-22
|  | Taking output-6 Cum |  |  |  |  | 21-22
|  | Mazdoor | day | 3.12 | 490 | 1528.8 | 21-22
|  | water (including for curing) | Kl | 0.72 | 88 | 63.36 | 21-22
|  | Rate per 6 cum |  |  |  | 1592.16 | 21-22
|  | Rate per 6 cum |  |  |  | 265.36 | 21-22
34 | BLD-CSTN-2-5 | Plain Cement Concrete (1:4:8) proportion Nominal mix for foundations using 40mm size SS-5 metal including cost and conveyance of all materials and curing charges, labour charges, machine mixing and laying concrete in foundations ramming etc complete for Bed Concrete (APSS No 402) |  |  |  |  | 21-22
|  | A. Materials |  |  |  |  | 21-22
|  | Cost of Cement | Kg | 162 | 4700 | 761.4 | 21-22
|  | Coarse aggregate 40mm metal | cum | 0.9 | 1508.85 | 1357.97 | 21-22
|  | Sand for Concrete | cum | 0.45 | 1648.4 | 741.78 | 21-22
|  | water (including for curing) | kl | 1.2 | 88 | 105.6 | 21-22
|  | B. Machinery |  |  |  |  | 21-22
|  | Concrete mixer 10/7 cft (0.2/0.8cum) capacity | hour | 1 | 626.2 | 626.2 | 21-22
|  | C. Labour |  |  |  |  | 21-22
|  | Mason 1st class | day | 0.1 | 585 | 58.5 | 21-22
|  | Mazdoor (Un-Skilled) | day | 1.39 | 490 | 681.1 | 21-22
[6 empty] | 4332.55 | 21-22
13 | BLD-CSTN-2-7 | Plain Cement Concrete (1:5:10) proportion Nominal mix for foundations using 40mm size SS-5 metal including cost and conveyance of all materials and curing charges, labour charges, machine mixing and laying concrete in foundations ramming etc complete for Bed Concrete (APSS No 402) |  |  |  |  | 21-22
|  | A. Materials |  |  |  |  | 21-22
|  | Cost of Cement | Kg | 129.6 | 4700 | 609.12 | 21-22
|  | Coarse aggregate 40mm metal | cum | 0.9 | 1508.85 | 1357.97 | 21-22
|  | Sand for Concrete | cum | 0.45 | 1648.4 | 741.78 | 21-22
|  | water (including for curing) | kl | 1.2 | 88 | 105.6 | 21-22
|  | B. Machinery |  |  |  |  | 21-22
|  | Concrete mixer 10/7 cft (0.2/0.8cum) capacity | hour | 1 | 626.2 | 626.2 | 21-22
|  | C. Labour |  |  |  |  | 21-22
|  | Mason 1st class | day | 0.1 | 585 | 58.5 | 21-22
|  | Mazdoor (Un-Skilled) | day | 1.39 | 490 | 681.1 | 21-22
[6 empty] | 4180.27 | 21-22
35 | BLD-CSTN-2-13-A | Reinforced Cement Concrete M-25 Nominal mix (Cement: Fine aggregates: Coarse aggregates) corresponding Table 9 of IS 456 using 20mm size graded machine crushed hard granite metal (coarse aggregate) from approved quarry including cost and conveyance of all materials like Cement, fine aggregate( Sand), coarse aggregate, water etc to site and including sales and other taxes on all marerilas including all operational, incidental and labour charges such as machine mixing, laying concrete, curing etc complete but excluding cost of steel and its fabrication charges for finished item of work, but excluding centering, shttering |  |  |  |  | 21-22
|  | Foundations, plinth Beams and Pedastals |  |  |  |  | 21-22
|  | A. Materials |  |  |  |  | 21-22
|  | 20mm HBG Machine Crushed Chips | cum | 0.8 | 1876.23 | 1500.98 | 21-22
|  | Sand for Concrete | cum | 0.4 | 1648.4 | 659.36 | 21-22
|  | Cement | Kg | 340 | 4700 | 1598 | 21-22
|  | B. Labour |  |  |  |  | 21-22
|  | Mason 1st class | day | 0.133 | 585 | 77.81 | 21-22
|  | Mason 2nd class | day | 0.267 | 525 | 140.18 | 21-22
|  | Mazdoor (both Men and Women) | day | 3.6 | 490 | 1764 | 21-22
|  | B. Machinery |  |  |  |  | 21-22
|  | Concrete mixer 10/7 cft (0.2/0.8cum) capacity | hour | 1 | 626.2 | 626.2 | 21-22
|  | Needle Vibrator 40mm (Petrole) | hour | 1 | 240.3 | 240.3 | 21-22
|  | water (including for curing) | kl | 1.2 | 88 | 105.6 | 21-22
|  | Basic Cost for 1.00 Cum |  |  |  | 6712.43 | 21-22
|  | Columns Footings |  |  |  |  | 21-22
|  | Rate for M-20 Nominal Basic Cost 1.00 Cum | cum | 1 | 6712.43 | 6712.43 | 21-22
|  | Centering : Columns Footings material hire charges | cum | 1 | 301 | 301 | 21-22
|  | Centering : Columns Footings Labour charges | cum | 1 | 672 | 672 | 21-22
[6 empty] | 7685.43 | 21-22
|  | Columns Pedastals |  |  |  |  | 21-22
|  | Rate for M-20 Nominal Basic Cost 1.00 Cum | cum | 1 | 6712.43 | 6712.43 | 21-22
|  | Centering : Column Pedastals material hire charges | cum | 1 | 343 | 343 | 21-22
|  | Centering : Column Pedastals Labour charges | cum | 1 | 1069 | 1069 | 21-22
[6 empty] | 8124.43 | 21-22
|  | Plinth Beams |  |  |  |  | 21-22
|  | Rate for M-20 Nominal Basic Cost 1.00 Cum | cum | 1 | 6712.43 | 6712.43 | 21-22
|  | Centering : Plinth Beams material hire charges | cum | 1 | 1453 | 1453 | 21-22
|  | Centering : Plinth Beam Labour charges | cum | 1 | 1620 | 1620 | 21-22
[6 empty] | 9785.43 | 21-22
7 | BLD-CSTN-2-13-B | Reinforced Cement Concrete M-25 Nominal mix (Cement: Fine aggregates: Coarse aggregates) corresponding Table 9 of IS 456 using 20mm size graded machine crushed hard granite metal (coarse aggregate) from approved quarry including cost and conveyance of all materials like Cement, fine aggregate( Sand), coarse aggregate, water etc to site and including sales and other taxes on all marerilas including all operational, incidental and labour charges suxh as machine mixing, laying concrete, curing etc complete but excluding cost of steel and its fabrication charges for finished item of work, but excluding centering, shttering |  |  |  |  | 21-22
|  | Columns, Lintels and RCC Walls in Buildings |  |  |  |  | 21-22
|  | A. Materials |  |  |  |  | 21-22
|  | 20mm HBG Machine Crushed Chips | cum | 0.8 | 1876.23 | 1500.98 | 21-22
|  | Sand for Concrete | cum | 0.4 | 1648.4 | 659.36 | 21-22
|  | Cement | Kg | 340 | 4700 | 1598 | 21-22
|  | B. Labour |  |  |  |  | 21-22
|  | Mason 1st class | day | 0.167 | 585 | 97.7 | 21-22
|  | Mason 2nd class | day | 0.167 | 525 | 87.68 | 21-22
|  | Mazdoor (both Men and Women) | day | 4.7 | 490 | 2303 | 21-22
|  | B. Machinery |  |  |  |  | 21-22
|  | Concrete mixer 10/7 cft (0.2/0.8cum) capacity | hour | 1 | 626.2 | 626.2 | 21-22
|  | Needle Vibrator 40mm (Petrole) | hour | 1 | 240.3 | 240.3 | 21-22
|  | water (including for curing) | kl | 1.2 | 88 | 105.6 | 21-22
|  | Basic Cost for 1.00 Cum |  |  |  | 7218.82 | 21-22
|  |  |  | GF | FF | SF | 21-22
|  | Columns Basic Rate for 1.00 Cum |  | 7218.82 | 7218.82 | 7218.82 | 21-22
|  | Centering charges for Columns material hire charges |  | 371 | 371 | 371 | 21-22
|  | Centering charges for Columns Labour charges |  | 2415 | 2657 | 2898 | 21-22
|  | Add Lift Charges @ 10%, 20% on Labour charges B |  |  | 514.54 | 1077.28 | 21-22
|  |  |  | 10004.82 | 10761.36 | 11565.1 | 21-22
|  |  |  | GF | FF | SF | 21-22
|  | Lintels Basic Rate for 1.00 Cum |  | 7218.82 | 7218.82 | 7218.82 | 21-22
|  | Centering charges for Lintels material hire charges |  | 1233 | 1233 | 1233 | 21-22
|  | Centering charges for Lintels Labour charges |  | 1720 | 1892 | 2064 | 21-22
|  | Add Lift Charges @ 10%, 20% on Labour charges B |  |  | 438.04 | 910.48 | 21-22
|  |  |  | 10171.82 | 10781.86 | 11426.3 | 21-22
8 | BLD-CSTN-2-13-C | Reinforced Cement Concrete M-25 Nominal mix (Cement: Fine aggregates: Coarse aggregates) corresponding Table 9 of IS 456 using 20mm size graded machine crushed hard granite metal (coarse aggregate) from approved quarry including cost and conveyance of all materials like Cement, fine aggregate( Sand), coarse aggregate, water etc to site and including sales and other taxes on all marerilas including all operational, incidental and labour charges suxh as machine mixing, laying concrete, curing etc complete but excluding cost of steel and its fabrication charges for finished item of work, but excluding centering, shttering |  |  |  |  | 21-22
|  | Roof Slabs and Beams |  |  |  |  | 21-22
|  | A. Materials |  |  |  |  | 21-22
|  | 20mm HBG Machine Crushed Chips | cum | 0.8 | 1876.23 | 1500.98 | 21-22
|  | Sand for Concrete | cum | 0.4 | 1648.4 | 659.36 | 21-22
|  | Cement | Kg | 340 | 4700 | 1598 | 21-22
|  | B. Labour |  |  |  |  | 21-22
|  | Mason 1st class | day | 0.067 | 585 | 39.2 | 21-22
|  | Mason 2nd class | day | 0.133 | 525 | 69.83 | 21-22
|  | Mazdoor (both Men and Women) | day | 2.5 | 490 | 1225 | 21-22
|  | B. Machinery |  |  |  |  | 21-22
|  | Concrete mixer 10/7 cft (0.2/0.8cum) capacity | hour | 0.267 | 626.2 | 167.2 | 21-22
|  | Needle Vibrator 40mm (Petrole) | hour | 0.267 | 240.3 | 64.16 | 21-22
|  | water (including for curing) | kl | 1.2 | 88 | 105.6 | 21-22
|  | Basic Cost for 1.00 Cum |  |  |  | 5429.33 | 21-22
|  |  |  | GF | FF | SF | 21-22
|  | Roof Beams Basic Rate 1.00 Cum |  | 5429.33 | 5429.33 | 5429.33 | 21-22
|  | Centering charges for Beams material hire charges |  | 2179 | 2179 | 2179 | 21-22
|  | Centering charges for Beams Labour charges |  | 2027 | 2230 | 2432 | 21-22
|  | Add Lift Charges @ 10%, 20% on Labour charges B |  |  | 356.4 | 753.21 | 21-22
|  | 1.00 Cum |  | 9635.33 | 10194.73 | 10793.54 | 21-22
|  |  |  | GF | FF | SF | 21-22
|  | Roof Slabs 100mm Basic Rate 1sqm |  | 5429.33 | 5429.33 | 5429.33 | 21-22
|  | Roof Slabs 100mm Basic Rate 1sqm | 0.1 | 542.93 | 542.93 | 542.93 | 21-22
|  | Centering charges for Roof Slab material hire charges |  | 247 | 247 | 247 | 21-22
|  | Centering charges for Roof Slab Labour charges |  | 241 | 265 | 289 | 21-22
|  | Add Lift Charges @ 10%, 20% on Labour charges B |  |  | 159.9 | 324.61 | 21-22
|  | 1.00 Sqm |  | 1030.93 | 1214.83 | 1403.54 | 21-22
|  |  |  | GF | FF | SF | 21-22
|  | Roof Slabs 125mm Basic Rate 1sqm |  | 5429.33 | 5429.33 | 5429.33 | 21-22
|  | Roof Slabs 125mm Basic Rate 1sqm | 0.125 | 678.67 | 678.67 | 678.67 | 21-22
|  | Centering charges for Roof Slab material hire charges |  | 247 | 247 | 247 | 21-22
|  | Centering charges for Roof Slab Labour charges |  | 241 | 265 | 289 | 21-22
|  | Add Lift Charges @ 10%, 20% on Labour charges B |  |  | 159.9 | 324.61 | 21-22
|  | 1.00 Sqm |  | 1166.67 | 1350.57 | 1539.28 | 21-22
|  |  |  | GF | FF | SF | 21-22
|  | Roof Slabs 150mm Basic Rate 1sqm |  | 5429.33 | 5429.33 | 5429.33 | 21-22
|  | Roof Slabs 125mm Basic Rate 1sqm | 0.15 | 814.4 | 814.4 | 814.4 | 21-22
|  | Centering charges for Roof Slab material hire charges |  | 247 | 247 | 247 | 21-22
|  | Centering charges for Roof Slab Labour charges |  | 241 | 265 | 289 | 21-22
|  | Add Lift Charges @ 10%, 20% on Labour charges B |  |  | 159.9 | 324.61 | 21-22
|  | 1.00 Sqm |  | 1302.4 | 1486.3 | 1675.01 | 21-22
|  | Waist Slab 175mm Basic Rate 1sqm |  | 5429.33 | 5429.33 | 5429.33 | 21-22
|  | Roof Slabs 125mm Basic Rate 1sqm | 0.175 | 950.13 | 950.13 | 950.13 | 21-22
|  | Centering charges for Waist Slab material hire charges |  | 254 | 254 | 254 | 21-22
|  | Centering charges for Waist Slab Labour charges |  | 248 | 273 | 298 | 21-22
|  | Add Lift Charges @ 10%, 20% on Labour charges B |  |  | 160.7 | 326.41 | 21-22
|  | 1.00 Sqm |  | 1452.13 | 1637.83 | 1828.54 | 21-22
|  | Chajjas of 0.50M width with 2" thick |  | GF | FF | SF | 21-22
|  | Basic Rate Chajja 1.00 Cum |  | 5429.33 | 5429.33 | 5429.33 | 21-22
|  | 2.0M X 0.5M X 0.05M = 0.05Cum / 1.00 Sqm | 0.05 | 271.47 | 271.47 | 271.47 | 21-22
|  | Centering charges for Chajja material hire charges | sqm | 243 | 243 | 243 | 21-22
|  | Centering charges for Chajja Labour charges | sqm | 264 | 290 | 317 | 21-22
|  | Add Lift Charges @ 10%, 20% on Labour charges on B |  |  | 162.4 | 330.21 | 21-22
|  | 1.00 Sqm |  | 778.47 | 966.87 | 1161.68 | 21-22
|  | Sunshades of 0.60M width with 3" & 2" thick |  |  |  |  | 21-22
|  |  |  | GF | FF | SF | 21-22
|  | Basic Rate Sunshade 1.00 Cum |  | 5429.33 | 5429.33 | 5429.33 | 21-22
|  | 1.0MX0.6MX(0.075+0.05)2 = 0.0375Cum/1M | 0.0375 | 203.6 | 203.6 | 203.6 | 21-22
|  | Centering charges SS material hire charges | 0.6 | 145.8 | 145.8 | 145.8 | 21-22
|  | Centering charges SS Labour charges | 0.6 | 158.4 | 174 | 190.2 | 21-22
|  | Add Lift Charges @ 10%, 20% on Labour charges on B | 0.6 |  | 90.48 | 182.91 | 21-22
|  | 1.00 RM |  | 507.8 | 613.88 | 722.51 | 21-22
17 | BLD-CSTN-2-13-C | Reinforced Cement Concrete M 25 nominal mix using 12mm size hard granite machine crushed graded metal (coarse aggregate - as per IS 383 - 1970 and IS 2386 Part 1 to Part 8) from approved quarry, using a minimum quantity of 350 kgs. of cement per 1 cum of concrete using concrete Mixer 10 / 7 cft (0.2 / 0.8 cum) capacity including cost and conveyance of all materials like cement, fine aggregate (Sand), coarse aggregate, water etc., to site including centering, shuttering, labour charges such as weigh batching, machine mixing, hire charges of concrete mixer, laying concrete, lift charges, curing etc., for finished item of work (APSS No. 402 & 403) |  |  |  |  | 21-22
|  | for platforms and shelves. |  |  |  |  | 21-22
|  | A. Materials |  |  |  |  | 21-22
|  | 20mm HBG Machine Crushed Chips | cum | 0.8 | 1876.23 | 1500.98 | 21-22
|  | Sand for Concrete | cum | 0.4 | 1648.4 | 659.36 | 21-22
|  | Cement | Kg | 340 | 4700 | 1598 | 21-22
|  | B. Labour |  |  |  |  | 21-22
|  | Mason 1st class | day | 0.067 | 585 | 39.2 | 21-22
|  | Mason 2nd class | day | 0.133 | 525 | 69.83 | 21-22
|  | Mazdoor (both Men and Women) | day | 2.5 | 490 | 1225 | 21-22
|  | B. Machinery |  |  |  |  | 21-22
|  | Concrete mixer 10/7 cft (0.2/0.8cum) capacity | hour | 0.267 | 626.2 | 167.2 | 21-22
|  | water (including for curing) | kl | 1.2 | 88 | 105.6 | 21-22
|  | Basic Cost for 1.00 Cum |  |  |  | 5365.18 | 21-22
|  |  |  | GF | FF | SF | 21-22
|  | 50mm thick platforms / lofts: 1sqm |  | 5365.18 | 5365.18 | 5365.18 | 21-22
|  | Roof Slabs 50mm Basic Rate 1sqm | 0.05 | 268.26 | 268.26 | 268.26 | 21-22
|  | Hire charges of centering and scaffolding (50% of roof slab) |  | 123.5 | 123.5 | 123.5 | 21-22
|  | Centering charges for Roof Slab Labour charges (50% of roof slab) |  | 120.5 | 132.5 | 144.5 | 21-22
|  | Add Lift Charges @ 10%, 20% on Labour charges B |  |  | 146.65 | 295.71 | 21-22
|  | 1.00 Sqm |  | 512.26 | 670.91 | 831.97 | 21-22
|  |  |  | GF | FF | SF | 21-22
|  | 25mm thick platforms / lofts: 1sqm |  | 5365.18 | 5365.18 | 5365.18 | 21-22
|  | Roof Slabs 50mm Basic Rate 1sqm | 0.025 | 134.13 | 134.13 | 134.13 | 21-22
|  | Hire charges of centering and scaffolding (50% of roof slab) |  | 123.5 | 123.5 | 123.5 | 21-22
|  | Centering charges for Roof Slab Labour charges (50% of roof slab) |  | 120.5 | 132.5 | 144.5 | 21-22
|  | Add Lift Charges @ 10%, 20% on Labour charges B |  |  | 146.65 | 295.71 | 21-22
|  | 1.00 Sqm |  | 378.13 | 536.78 | 697.84 | 21-22
18 |  | Plain Cement Concrete M-25 Nominal mix (Cement: Sand: Metal) corresponding Table 9 of IS 456 using 20mm size graded machine crushed hard granite metal from approved quarry including c/c of all materials like Cement, Sand, coarse aggregate, water etc to site, all marerials including labour charges such as machine mixing, laying concrete, curing etc complete but excluding cost of steel and its fabrication charges for finished item of work |  |  |  |  | 21-22
|  | Steps |  |  |  |  | 21-22
|  | A. Materials |  |  |  |  | 21-22
|  | 20mm HBG Machine Crushed Chips | cum | 0.8 | 1876.23 | 1500.98 | 21-22
|  | Sand for Concrete | cum | 0.4 | 1648.4 | 659.36 | 21-22
|  | Cement | Kg | 340 | 4700 | 1598 | 21-22
|  | B. Labour |  |  |  |  | 21-22
|  | Mason 1st class | day | 0.1 | 585 | 58.5 | 21-22
|  | Mason 2nd class | day | 1.39 | 525 | 729.75 | 21-22
|  | B. Machinery |  |  |  |  | 21-22
|  | Concrete mixer 10/7 cft (0.2/0.8cum) capacity | hour | 0.308 | 626.2 | 192.87 | 21-22
|  | Needle Vibrator 40mm (Petrole) | hour | 0.308 | 240.3 | 74.01 | 21-22
|  | water (including for curing) | kl | 1.2 | 88 | 105.6 | 21-22
|  | Basic Cost for 1.00 Cum |  |  |  | 4919.07 | 21-22
|  |  |  | GF | FF | FF | 21-22
|  | For Steps Basic Rate 1.00 Cum |  | 4919.07 | 4919.07 | 4919.07 | 21-22
|  | Centering charges for Beams material hire charges |  | 67 | 67 | 67 | 21-22
|  | Centering charges for Beams Labour charges |  | 363 | 363 | 363 | 21-22
|  | Add Lift Charges @ 10%, 20% on Labour charges B |  |  | 115.13 | 230.25 | 21-22
|  | 1.00 Cum |  | 5349.07 | 5464.2 | 5579.32 | 21-22
9 | BLD-CSTN- 2-18 Amendment | Supplying, fitting & placing HYSD bar reinforcement in foundation complete as per drawings and technical Specifications including labour charges for cutting, bending to required sizes and shapes, placing in position and tying with binding wire, forming grills for reinforcement work including cost and conveyance of steel bars below 36mm dia including overlaps and wastage, where they are not welded |  |  |  |  | 21-22
|  | Unit = tonne |  |  |  |  | 21-22
|  | Taking Output 1.000 tonne |  |  |  |  | 21-22
| a) | Material |  |  |  |  | 21-22
|  | HYSD Bars including 5% for overlaps & wastage | t | 1.05 | 64310 | 67525.5 | 21-22
|  | Binding wire | Kg | 6 | 64 | 384 | 21-22
| b) | Labour for cutting, bending, shifting to site, tying and placing in position |  |  |  |  | 21-22
|  | Bar bender | day | 10 | 700 | 7000 | 21-22
|  | Mazdoor (Un-Skilled) | day | 10 | 490 | 4900 | 21-22
|  | Rate per 1.000 tonne |  |  |  | 79809.5 | 21-22
|  |  |  | GF | FF | SF | 21-22
|  | Basic Rate |  | 79809.5 | 79809.5 | 79809.5 | 21-22
|  | Add Lift Charges @ 10%, 20% on Labour charges B |  |  | 1190 | 2380 | 21-22
|  | Rate per 1.00 MT |  | 79809.5 | 80999.5 | 82189.5 | 21-22
20 | Amendment ofasper Building SSR 2011-12 | Providing Mild Steel (MS) steel bars of different diameters for RCC works , including labour charges for straightening, cutting, bending to required sizes and shapes, placing in position with cover blocks of approved materials and size and tying and welding using electrodes, forming grills for reinforcement work as per approved designs and drawings, including cost and conveyance of steel bars, including all wastages such as overlaps, couplings, welding, chairs, spacer bars including cost and conveyance of binding wire, cover blocks and all incidental, operational, labour charges such as cutting, bending, placing in position, welding including sales and other taxes on all materials etc., complete for finished item of work. |  |  |  |  | 21-22
|  | Unit = t |  |  |  |  | 21-22
|  | (a) Material |  |  |  |  | 21-22
|  | HYSD/ TMT/ MS bars including 2.5 per cent for wastage | t | 1.025 | 61360 | 62894 | 21-22
|  | Welding Electrodes @ 5 per joint (14 joints / ton) | each | 70 | 14 | 980 | 21-22
|  | Binding wire ( MATERIAL & WORK ITEM RATES S.No.173) | kg | 3 | 64 | 192 | 21-22
|  | (b) Labour for cutting, bending, shifting to site, tying and placing in position |  |  |  |  | 21-22
|  | Welder | day | 2.5 | 575 | 1437.5 | 21-22
|  | Black smith | day | 10 | 550 | 5500 | 21-22
|  | Mazdoor (Unskilled) | day | 10 | 490 | 4900 | 21-22
|  | Welding Charges (Hire charges of Welding Machine) | Hr | 10 | 116.6 | 1166 | 21-22
|  | Rate per tonne |  |  |  | 77069.5 | 21-22
|  | Rate per Kg |  |  |  | 77.07 | 21-22
11 |  | Supplying & fixing of Iron Doors and Windows Grills including labour charges for fabricating steel including cost of welding rods, power charges & fixing the grill in position etc complete |  |  |  |  | 21-22
|  | Unit = Kg |  |  |  |  | 21-22
| a) | Material |  |  |  |  | 21-22
|  | Structural steel angles for grills including wastage | Kg | 1.025 | 61.36 | 62.89 | 21-22
| b) | Labour charge fabricating steel grills BMM.V.14 | Kg | 1 | 28 | 28 | 21-22
|  | Labour charg fixing grill in position BMM.V.15 | day | 1 | 5 | 5 | 21-22
|  | Rate per 1.00 Kg |  |  |  | 95.89 | 21-22
18 |  | Supply and fixing of ornamental grill made of 20mm x 10mm MS flats and MS Grill 8mm x 8mm for fixing in fan light portion and side fixed panels for door cum window as per the approved drawing including cutting the flat to required length, welding, painting with red oxide single coat including cost and conveyance of all materials, labour charges etc., complete for finished otem of work. |  |  |  |  | 21-22
| a) | Material |  |  |  |  | 21-22
|  | Cost of MS flats | Kg | 43.51 | 61.36 | 2669.77 | 21-22
|  | Cost of MS Grill | Kg | 14.4 | 64.31 | 926.06 | 21-22
| b) | Labour charge fabricating steel grills BMM.V.14 | Kg | 57.91 | 28 | 1621.48 | 21-22
|  | Labour charg fixing grill in position BMM.V.15 | day | 57.91 | 5 | 289.55 | 21-22
|  | Rate per 2.025 Sqm |  |  |  | 5506.86 | 21-22
|  | Rate per 1.00 Sqm |  |  |  | 2719.44 | 21-22
23 |  | Supplying & fixing of MS tubes & Pipes including labour charges for fabricating steel including cost of welding rods, power charges & fixing the grill in position etc complete |  |  |  |  | 21-22
|  | Unit = Kg |  |  |  |  | 21-22
| a) | Material |  |  |  |  | 21-22
|  | MS Tubes and pipes BMT-F.04 | Kg | 1.025 | 66 | 67.65 | 21-22
| b) | Labour charge fabricating steel grills BMM.V.16 | Kg | 1 | 25 | 25 | 21-22
|  | Labour charg fixing grill in position BMM.V.17 | day | 1 | 22 | 22 | 21-22
|  | Rate per 1.00 Kg |  |  |  | 114.65 | 21-22
6 |  | Supplying and fixing of stainless steel (grade 304) hand railing as per approved drawing with top rail of 50mm dia pipe and 2mm thick medium class and vertical posts of 25mm dia and 1.6mm thick medium class 1 No for each step fixed with base plate of 75mm dia using bonding agent and anchor fastner and welding, drilling of 25mm dia holes with pneumatic compressor for fixing railing, buffing, polishing all members of the railing thouroughly , lacquer finishing to present seamless finish including cost and conveyance of all materials, electrodes, welding charges, cost of all consumables, labour charges , overheads & contractors profit etc., complete for finished item of work. |  |  |  |  | 21-22
|  | Taking output = 4.60 Rm |  |  |  |  | 21-22
|  | 50mm dia SS pipe ( 1 x 4.60) | 4.6 | 2.39 | 10.99 |  | 21-22
|  | 25mm dia SS pipe (8 x 0.90) | 11.7 | 0.89 | 10.41 |  | 21-22
[5 empty] | 21.4 |  | 21-22
|  | Stainless Steel Tubes BMT-F.06 | Kg | 21.4 | 360 | 7704 | 21-22
|  | Labour charge fabricating stainless steel railing BMM-V.18 | Kg | 21.4 | 139 | 2974.6 | 21-22
|  | Drilling of 25mm dia hole(13 x 0.10) | Rm | 1.3 | 200 | 260 | 21-22
|  | Base Plate 75mm dia. | No | 13 | 80 | 1040 | 21-22
|  | Add for anchor bars | No | 13 | 30 | 390 | 21-22
|  | Add for bonding | No | 13 | 15 | 195 | 21-22
|  | Rate per 4.60 Rm |  |  |  | 12563.6 | 21-22
|  | Rate per 1.00 Rm |  |  |  | 2731.22 | 21-22
|  | Rate per 1.00 Sqm (Rm Quantity / 0.90) |  |  |  | 3034.69 | 21-22
25 |  | Supplying and fixing of stainless steel (grade 304) railing for ramp as per approved drawing with top rail of 50mm dia pipe and 2mm thick medium class fixed in to wall with 25mm dia pipe of 0.30m length @ 1m centre to centre and welding, buffing, polishing all members of the railing thouroughly , lacquer finishing to present seamless finish including cost and conveyance of all materials, electrodes, welding charges, cost of all consumables, labour charges , overheads & contractors profit etc., complete for finished item of work. |  |  |  |  | 21-22
|  | Taking output = 10.00 Rm |  |  |  |  | 21-22
|  | 50mm dia SS pipe ( 1 x 10.00) | 10 | 2.39 | 23.9 |  | 21-22
|  | 25mm dia SS pipe (9 x 0.30) | 2.7 | 0.89 | 2.4 |  | 21-22
[5 empty] | 26.3 |  | 21-22
|  | Stainless Steel Tubes BMT-F.06 | Kg | 26.3 | 360 | 9468 | 21-22
|  | Labour charge fabricating stainless steel railing BMM-V.18 | Kg | 26.3 | 139 | 3655.7 | 21-22
|  | Drilling of 25mm dia hole(9 x 0.10) | Rm | 0.9 | 200 | 180 | 21-22
|  | Base Plate 25mm dia. | No | 9 | 30 | 270 | 21-22
|  | Rate per 10.00 Rm |  |  |  | 13573.7 | 21-22
|  | Rate per 1.00 Rm |  |  |  | 1357.37 | 21-22
25 |  | Supplying & fixing of Stainless Steel Tubes using stainless steel welding rods including buffing, polishing, lacquer finishing, to present seamless finish |  |  |  |  | 21-22
|  | Stainless Steel Tubes BMT-F.06 | Kg | 1.025 | 360 | 369 | 21-22
|  | Labour charge fabricating stainless steel railing BMM-V.18 | Kg | 1 | 139 | 139 | 21-22
|  | Rate per 1Kg |  |  |  | 508 | 21-22
26 | BLD-CSTN-4-9 | Random Rubble mansonary in CM(1:6) including Cost and Conveyance of all materials and curing charges but excluding unskilled wages etc., complete for finished item of work |  |  |  |  | 21-22
|  | Unit = 1 Cum |  |  |  |  | 21-22
|  | A. Materials |  |  |  |  | 21-22
|  | Cement | Kg | 59.4 | 4700 | 279.18 | 21-22
|  | Rough stone | cum | 1.1 | 980.6 | 1078.66 | 21-22
|  | Fine aggregate (Sand) for Mortor | cum | 0.33 | 1743.4 | 575.32 | 21-22
|  | B. Labour |  |  |  |  | 21-22
|  | Mason 1st class | day | 1.2 | 585 | 702 | 21-22
|  | Mazdoor (un-skilled) | day | 2 | 490 | 980 | 21-22
|  | Rate per 1.00 Cum |  |  |  | 3615.16 | 21-22
21 | BLD-CSTN- 3-1a (iv) | Brick Masonary for Basement with CM (1:6) proportion using 2nd class traditional bricks of size 23X11X7 cms having minimum crushing strength of 40kg/cm2 including c/c of all materials like Cement, Sand, Bricks, water etc including seigniorage, sales and other taxes on all marerilas including all operational, incidental and labour charges such as mixing cement mortar , Scaffolding charges, etc complete for finished item of work (APSS No 501 & 504) |  |  |  |  | 21-22
|  | Unit = 1 Cum |  |  |  |  | 21-22
|  | A. Materials |  |  |  |  | 21-22
|  | Cement | Kg | 48 | 4700 | 225.6 | 21-22
|  | Bricks traditional size 23X11X7cms 2nd class | No's | 512 | 7540.5 | 3860.74 | 21-22
|  | Fine aggregate (Sand) for Mortar | cum | 0.2 | 1743.4 | 348.68 | 21-22
|  | B. Labour |  |  |  |  | 21-22
|  | Mason 1st class | day | 0.24 | 585 | 140.4 | 21-22
|  | Mason 2nd class | day | 0.56 | 525 | 294 | 21-22
|  | Mazdoor (un-skilled) | day | 1.89 | 490 | 926.1 | 21-22
|  | Rate per 1.00 Cum |  |  |  | 5795.52 | 21-22
|  |  |  | GF | FF | SF | 21-22
|  | Basic Rate for Walls |  | 5795.52 | 5795.52 | 5795.52 | 21-22
|  | scaffolding material hire charge Rs 10.32 / Sqm | 4.35 | 46.89 | 46.89 | 46.89 | 21-22
|  | scaffolding Lab cha 79.46, 113.78 & 148.09/Sqm | 4.35 | 368.1 | 527.13 | 686.08 | 21-22
|  | Add Lift Charges @ 10%, 20% on Labour charges B |  |  | 188.76 | 409.32 | 21-22
|  | Rate per 1.00 Cum |  | 6210.51 | 6558.3 | 6937.81 | 21-22
36 | BLD-CSTN- 3-1a (v) | Brick Masonary for Superstructure with CM (1:8) proportion using 2nd class traditional bricks of size 23X11X7 cms having minimum crushing strength of 40kg/cm2 including c/c of all materials like Cement, Sand, Bricks, water etc including seigniorage, sales and other taxes on all marerilas including all operational, incidental and labour charges such as mixing cement mortar , Scaffolding charges, etc complete for finished item of work (APSS No 501 & 504) |  |  |  |  | 21-22
|  | Unit = 1 Cum |  |  |  |  | 21-22
|  | A. Materials |  |  |  |  | 21-22
|  | Cement | Kg | 36 | 4700 | 169.2 | 21-22
|  | Bricks traditional size 23X11X7cms 2nd class | No's | 512 | 7540.5 | 3860.74 | 21-22
|  | Fine aggregate (Sand) for Mortar | cum | 0.2 | 1743.4 | 348.68 | 21-22
|  | B. Labour |  |  |  |  | 21-22
|  | Mason 1st class | day | 0.24 | 585 | 140.4 | 21-22
|  | Mason 2nd class | day | 0.56 | 525 | 294 | 21-22
|  | Mazdoor (un-skilled) | day | 1.89 | 490 | 926.1 | 21-22
|  | Rate per 1.00 Cum |  |  |  | 5739.12 | 21-22
|  |  |  | GF | FF | SF | 21-22
|  | Basic Rate for Walls |  | 5739.12 | 5739.12 | 5739.12 | 21-22
|  | scaffolding material hire charge Rs 10.32 / Sqm | 4.35 | 46.89 | 46.89 | 46.89 | 21-22
|  | scaffolding Lab cha 79.46, 113.78 & 148.09/Sqm | 4.35 | 368.1 | 527.13 | 686.08 | 21-22
|  | Add Lift Charges @ 10%, 20% on Labour charges B |  |  | 188.76 | 409.32 | 21-22
|  | Rate per 1.00 Cum |  | 6154.11 | 6501.9 | 6881.41 | 21-22
13 | BLD-CSTN- 3-3 | 11.5 cm wide Brick masonry for super-structure on ground floor in cm (1:4) using second class traditional size bricks including cost of all materials, seigniorage charges, labour and all operations for constructing half brick masonry, mixing cement mortar, curing etc., complete for finished item of work, but excluding conveyance charges of materials. |  |  |  |  | 21-22
|  | Unit = 1 sqm |  |  |  |  | 21-22
|  | A. Materials |  |  |  |  | 21-22
|  | Cement | Kg | 72 | 4700 | 338.4 | 21-22
|  | Bricks traditional size 23X11X7cm 2nd class | No's | 565 | 7540.5 | 4260.38 | 21-22
|  | Fine aggregate (Sand) for Mortar | cum | 0.22 | 1743.4 | 383.55 | 21-22
|  | B. Labour |  |  |  |  | 21-22
|  | Mason 1st class | day | 0.6 | 585 | 351 | 21-22
|  | Mason 2nd class | day | 0.6 | 525 | 315 | 21-22
|  | Mazdoor (un-skilled) | day | 2.75 | 490 | 1347.5 | 21-22
|  | Rate per 10.00 Sqm |  |  |  | 6995.83 | 21-22
|  |  |  | GF | FF | SF | 21-22
|  | Basic Rate for Walls |  | 6995.83 | 6995.83 | 6995.83 | 21-22
|  | scaffoldi material hire charge | 8.7 | 93.79 | 93.79 | 93.79 | 21-22
|  | scaffold Lab charges | 8.7 | 736.194 | 1054.266 | 1372.164 | 21-22
|  | Add Lift Charges @ 10%, 20% on Labour charges B |  |  | 306.7766 | 677.1328 | 21-22
|  | Rate per 10 Sqm |  | 7825.814 | 8450.6626 | 9138.9168 | 21-22
|  | Rate per 1.00 Sqm |  | 782.58 | 845.07 | 913.89 | 21-22
30 | BLD-CSTN-6-18 | Masonry work in CM (1:8) prop with Flyash Cement solid blocks of size 290 x 225 x 140 mm for manufacturing of flyash solid blocks using flyash of 80 kgs, cement of 15 kgs. Gypsum of 5 kgs. and stone dust including cost and conveyance of all materials, labour charges, seiniorage charges, scaffolding and curing etc., cpomplete with a compresive streangth not lessthan 50 kg/sqm for walls for Superstructure Walls. |  |  |  |  | 21-22
|  | Unit = 1 Cum |  |  |  |  | 21-22
|  | A. Materials |  |  |  |  | 21-22
|  | No of blocks required for one cum of Masonry BMT-A.03 | No's | 110 | 28 | 3080 | 21-22
|  | Cost of Cement Mortar (1:6) | cum | 0.1 | 3056.57 | 305.66 | 21-22
|  | B. Labour |  |  |  |  | 21-22
|  | Mason 1st class | day | 0.42 | 585 | 245.7 | 21-22
|  | Mason 2nd class | day | 0.92 | 525 | 483 | 21-22
|  | Man Mazdoor | day | 0.7 | 490 | 343 | 21-22
|  | Woman Mazdoor | day | 2.1 | 490 | 1029 | 21-22
|  | Rate per 1.00 Cum |  |  |  | 5486.36 | 21-22
|  |  |  | GF | FF | SF | 21-22
|  | Basic Rate for Walls |  | 5486.36 | 5486.36 | 5486.36 | 21-22
|  | scaffolding material hire charge | 4.35 | 44.89 | 44.89 | 44.89 | 21-22
|  | scaffolding Lab charges | 4.35 | 368.1 | 527.13 | 686.08 | 21-22
|  | Add Lift Charges @ 10%, 20% on Labour charges B |  |  | 262.78 | 557.36 | 21-22
|  | Rate per 1.00 Cum |  | 5899.35 | 6321.16 | 6774.69 | 21-22
23 | BLD-CSTN-6-1 | Ceiling Plastering in CM (1:3) 12mm thick with dubara sponge finishing including cost and conveyance of all materials including all labour charges such as mixing cement mortar and curing etc complete for finished item of work (APSS 901 & 903) as per Amendment Data SoR 16-17 |  |  |  |  | 21-22
|  | Unit = 10 Sqm |  |  |  |  | 21-22
|  | A. Materials |  |  |  |  | 21-22
|  | Cement Mortar (1:3) | cum | 0.15 | 4184.57 | 627.69 | 21-22
|  | B. Labour |  |  |  |  | 21-22
|  | Mason 1st class | day | 0.45 | 585 | 263.25 | 21-22
|  | Mason 2nd class | day | 1.05 | 525 | 551.25 | 21-22
|  | Mazdoor (un-skilled) | day | 2.8 | 490 | 1372 | 21-22
|  | Rate per 10.00 Sqm |  |  |  | 2814.19 | 21-22
|  |  |  | GF | FF | SF | 21-22
|  | Basic Rate 10.00sqm |  | 2814.19 | 2814.19 | 2814.19 | 21-22
|  | scaffolding material hire charges | 10 | 25.7 | 25.7 | 25.7 | 21-22
|  | scfolding Lab charg | 10 | 169.4 | 240.4 | 311.3 | 21-22
|  | Add Lift Charges @ 10%, 20% on Labour charges B |  |  | 242.69 | 499.56 | 21-22
|  | Rate per 10.00 Sqm |  | 3009.29 | 3322.98 | 3650.75 | 21-22
|  | Rate per 1.00 Sqm |  | 300.93 | 332.3 | 365.08 | 21-22
37 | BLD-CSTN-6-3 | Plastering in CM (1:5) 12mm thick single coat including c/c of all materials including all operational, incidental and labour charges such as mixing cement mortar and curing etc complete for finished item of work (APSS 901, 903 & 904) for internal walls as per Amendment Data SoR 16-17 |  |  |  |  | 21-22
|  | Unit = 10 Sqm |  |  |  |  | 21-22
|  | A. Materials |  |  |  |  | 21-22
|  | Cement Mortar (1:5) | cum | 0.15 | 3282.17 | 492.33 | 21-22
|  | B. Labour |  |  |  |  | 21-22
|  | Mason 1st class | day | 0.45 | 585 | 263.25 | 21-22
|  | Mason 2nd class | day | 1.05 | 525 | 551.25 | 21-22
|  | Mazdoor (un-skilled) | day | 2.8 | 490 | 1372 | 21-22
|  | Rate per 10.00 Sqm |  |  |  | 2678.83 | 21-22
|  |  |  | GF | FF | SF | 21-22
|  | Basic Rate 10.00sqm |  | 2678.83 | 2678.83 | 2678.83 | 21-22
|  | scaffolding material hire charges | 10 | 10.8 | 10.8 | 10.8 | 21-22
|  | scfolding Lab charges | 10 | 84.7 | 121.2 | 157.7 | 21-22
|  | Add Lift Charges @ 10%, 20% on Labour charges B |  |  | 230.77 | 468.84 | 21-22
|  | Rate per 10.00 Sqm |  | 2774.33 | 3041.6 | 3316.17 | 21-22
|  | Rate per 1.00 Sqm |  | 277.43 | 304.16 | 331.62 | 21-22
6 | BLD-CSTN-6-3 | Plastering in CM (1:5) 20mm thick single coat including c/c of all materials including all operational, incidental and labour charges such as mixing cement mortar and curing etc complete for finished item of work (APSS 901, 903 & 904) for External walls as per Amendment Data SoR 16-17 |  |  |  |  | 21-22
|  | Unit = 10 Sqm |  |  |  |  | 21-22
|  | A. Materials |  |  |  |  | 21-22
|  | Cement Mortar (1:5) | cum | 0.21 | 3282.17 | 689.26 | 21-22
|  | B. Labour |  |  |  |  | 21-22
|  | Mason 1st class | day | 0.45 | 585 | 263.25 | 21-22
|  | Mason 2nd class | day | 1.05 | 525 | 551.25 | 21-22
|  | Mazdoor (un-skilled) | day | 2.8 | 490 | 1372 | 21-22
|  | Rate per 10.00 Sqm |  |  |  | 2875.76 | 21-22
|  |  |  | GF | FF | SF | 21-22
|  | Basic Rate 10.00sqm |  | 2875.76 | 2875.76 | 2875.76 | 21-22
|  | scaffolding material hire charges | 10 | 10.8 | 10.8 | 10.8 | 21-22
|  | scfolding Lab charg | 10 | 84.7 | 121.2 | 157.7 | 21-22
|  | Add Lift Charges @ 10%, 20% on Labour charges B |  |  | 230.77 | 468.84 | 21-22
|  | Rate per 10.00 Sqm |  | 2971.26 | 3238.53 | 3513.1 | 21-22
|  | Rate per 1.00 Sqm |  | 297.13 | 323.85 | 351.31 | 21-22
34 | BLD-CSTN-6-3 | Plastering in CM (1:3) 20mm thick single coat including c/c of all materials including all operational, incidental and labour charges such as mixing cement mortar and curing etc complete for finished item of work (APSS 901, 903 & 904) for External walls as per Amendment Data SoR 16-17 |  |  |  | BLD-CSTN-6-3 | 21-22
|  | Unit = 10 Sqm |  |  |  |  | 21-22
|  | A. Materials |  |  |  |  | 21-22
|  | Cement Mortar (1:3) | cum | 0.21 | 4184.57 | 878.76 | 21-22
|  | B. Labour |  |  |  |  | 21-22
|  | Mason 1st class | day | 0.45 | 585 | 263.25 | 21-22
|  | Mason 2nd class | day | 1.05 | 525 | 551.25 | 21-22
|  | Mazdoor (un-skilled) | day | 2.8 | 490 | 1372 | 21-22
|  | Rate per 10.00 Sqm |  |  |  | 3065.26 | 21-22
|  |  |  | GF | FF | SF | 21-22
|  | Basic Rate 10.00sqm |  | 3065.26 | 3065.26 | 3065.26 | 21-22
|  | scaffolding material hire charges | 10 | 10.8 | 10.8 | 10.8 | 21-22
|  | scfolding Lab charg | 10 | 84.7 | 121.2 | 157.7 | 21-22
|  | Add Lift Charges @ 10%, 20% on Labour charges B |  |  | 230.77 | 468.84 | 21-22
|  | Rate per 10.00 Sqm |  | 3160.76 | 3428.03 | 3702.6 | 21-22
|  | Rate per 1.00 Sqm |  | 316.08 | 342.8 | 370.26 | 21-22
24 | BLD-CSTN-6-10 | Plastering to brick masonary wall with 12mm thick double coat in CM (1:5) 8 mm thick base coat and CM (1:3) of 4mm thick top coat with dubara sponge finish including c/c of all materials including all operational, incidental and labour charges such as mixing cement mortar and curing etc complete for finished item of work (APSS 901, 903 & 904) |  |  |  |  | 21-22
|  | Unit = 10 Sqm |  |  |  |  | 21-22
|  | Base Coat in CM(1:6), 16 mm thick |  |  |  |  | 21-22
|  | Cement | Kg | 31.7 | 4700 | 148.99 | 21-22
|  | Sand Aggregate | cum | 0.11 | 1743.4 | 191.77 | 21-22
|  | Base Coat in CM(1:4), 4 mm thick |  |  |  |  | 21-22
|  | Cement | Kg | 19.2 | 4700 | 90.24 | 21-22
|  | Sand Aggregate | cum | 0.04 | 1743.4 | 69.74 | 21-22
|  | B. Labour |  |  |  |  | 21-22
|  | Mason 1st class | day | 0.63 | 585 | 368.55 | 21-22
|  | Mason 2nd class | day | 1.47 | 525 | 771.75 | 21-22
|  | Mazdoor (un-skilled) | day | 3.9 | 490 | 1911 | 21-22
|  | Rate per 10.00 Sqm |  |  |  | 3552.04 | 21-22
|  |  |  | GF | FF | SF | 21-22
|  | Basic Rate 10.00sqm |  | 3552.04 | 3552.04 | 3552.04 | 21-22
|  | scaffolding material hire charges | 10 | 10.8 | 10.8 | 10.8 | 21-22
|  | scfolding Lab charg | 10 | 84.7 | 121.2 | 157.7 | 21-22
|  | Add Lift Charges @ 10%, 20% on Labour charges B |  |  | 317.25 | 641.8 | 21-22
|  | Rate per 10.00 Sqm |  | 3647.54 | 4001.29 | 4362.34 | 21-22
|  | Rate per 1.00 Sqm |  | 364.75 | 400.13 | 436.23 | 21-22
25 | BLD-CSTN-6-9 | Plastering to brick masonary wall with 20mm thick double coat in CM (1:6) 16 mm thick base coat and CM (1:4) of 4mm thick top coat with dubara sponge finish including c/c of all materials including all operational, incidental and labour charges such as mixing cement mortar and curing etc complete for finished item of work (APSS 901, 903 & 904) |  |  |  |  | 21-22
|  | Unit = 10 Sqm |  |  |  |  | 21-22
|  | Base Coat in CM(1:6), 16 mm thick |  |  |  |  | 21-22
|  | Cement | Kg | 43 | 4700 | 202.1 | 21-22
|  | Sand Aggregate | cum | 0.18 | 1743.4 | 313.81 | 21-22
|  | Base Coat in CM(1:4), 4 mm thick |  |  |  |  | 21-22
|  | Cement | Kg | 14.5 | 4700 | 68.15 | 21-22
|  | Sand Aggregate | cum | 0.04 | 1743.4 | 69.74 | 21-22
|  | B. Labour |  |  |  |  | 21-22
|  | Mason 1st class | day | 0.63 | 585 | 368.55 | 21-22
|  | Mason 2nd class | day | 1.47 | 525 | 771.75 | 21-22
|  | Mazdoor (un-skilled) | day | 3.9 | 490 | 1911 | 21-22
|  | Rate per 10.00 Sqm |  |  |  | 3705.1 | 21-22
|  |  |  | GF | FF | SF | 21-22
|  | Basic Rate 10.00sqm |  | 3705.1 | 3705.1 | 3705.1 | 21-22
|  | scaffolding material hire charges | 10 | 10.8 | 10.8 | 10.8 | 21-22
|  | scfolding Lab charg | 10 | 84.7 | 121.2 | 157.7 | 21-22
|  | Add Lift Charges @ 10%, 20% on Labour charges B |  |  | 317.25 | 641.8 | 21-22
|  | Rate per 10.00 Sqm |  | 3800.6 | 4154.35 | 4515.4 | 21-22
|  | Rate per 1.00 Sqm |  | 380.06 | 415.44 | 451.54 | 21-22
26 |  | RCM facia 5cm thick in CM (1:3) for drop walls, fins with rabbit wire mesh & nominal reinforcement as directed by Engineer-in-charge with dubara sponge finishing, including cost & conveyance of all materials to site, seigniorage charges, sales & other taxes on all materials, operational & incidental, cost and conveyance of cement, wire mesh, water to work site, centering, scaffolding and form work, lift charges etc., complete for finished items of work but excluding cost of steel & its fabrication charges, for finished item of work. (APSS No.403 & 903) |  |  |  |  | 21-22
|  | Unit = 10 sqm |  |  |  |  | 21-22
|  | A. MATERIALS: |  |  |  |  | 21-22
|  | Rabbit wire mesh (1.0 M panna for 0.6 M drop) | sqm | 13.3 | 18.5 | 246.05 | 21-22
|  | Cement Mortar 1:3 for 25 mm thick | cum | 0.25 | 4184.57 | 1046.14 | 21-22
|  | Dry Cement for making Lumps | kg | 50 | 4700 | 235 | 21-22
|  | 12 mm Plastering 2 coats in 1:4 & 1:2 cm both sides | sqm | 21.8 | 364.75 | 7951.55 | 21-22
|  | B) LABOUR CHARGES |  |  |  |  | 21-22
|  | 1st Class Mason | day | 8 | 585 | 4680 | 21-22
|  | Miller Operator | day | 1 | 525 | 525 | 21-22
|  | Mazdoor (unskilled) | day | 10 | 490 | 4900 | 21-22
|  | c) Machinery |  |  |  |  | 21-22
|  | Machine Mixing Mortar with Miller - Hire charges | Hrs | 2 | 626.2 | 1252.4 | 21-22
|  | BASIC COST per 10 sqm |  |  | Rs | 20836.14 | 21-22
|  |  |  | GF | FF |  | 21-22
|  | Basic Rate |  | 20836.14 | 20836.14 |  | 21-22
|  | Add extra for Scaffolding Material Charges | 10 | 10.8 | 10.3 |  | 21-22
|  | Add extra for Scaffolding labour Charges @ | 10 | 84.7 | 121.2 |  | 21-22
|  | Add Labour Comp on LC | 10 | 0 | 1022.62 |  | 21-22
|  | BASIC COST per 10 sqm |  | 20931.64 | 21990.26 |  | 21-22
|  | BASIC COST per 1 sqm GF |  | 2093.16 | 2199.03 |  | 21-22
12 | BLD-CSTN-8-25 | Providing impervious coat to exposed RCC Roof Slab surface with CM (1:3) 12mm thick with 1Kg of water proof compound per bag of Cement laid over roof when it is green including c/c of all materials and labour charges for mixing mortar, laying, rendering smooth and thread lining, cutting, rounding off junctions of wall and slab etc for finished item of work (APSS 901, 903) |  |  |  |  | 21-22
|  | Unit = 10 Sqm |  |  |  |  | 21-22
|  | A. Materials |  |  |  |  | 21-22
|  | Cement Mortar (1:3) | cum | 0.15 | 4184.57 | 627.69 | 21-22
|  | Impervious water proofing compound Mat-00081 | Kg | 2 | 79 | 158 | 21-22
|  | B. Labour |  |  |  |  | 21-22
|  | Mason 1st class | day | 0.45 | 585 | 263.25 | 21-22
|  | Mason 2nd class | day | 1.05 | 525 | 551.25 | 21-22
|  | Mazdoor (un-skilled) | day | 2.8 | 490 | 1372 | 21-22
|  | Rate per 10.00 Sqm |  |  |  | 2972.19 | 21-22
|  |  |  | GF | FF | FF | 21-22
|  | Basic Rate 10.00sqm |  | 2972.19 | 2972.19 | 2972.19 | 21-22
|  | Add Lift Charges @ 10%, 20% on Labour charges B |  |  | 218.65 | 437.3 | 21-22
|  | Rate per 10.00 Sqm |  | 2972.19 | 3190.84 | 3409.49 | 21-22
|  | Rate per 1.00 Sqm |  | 297.22 | 319.08 | 340.95 | 21-22
39 | BLD-CSTN-8-25 | Providing impervious coat to exposed RCC Roof Slab surface with CM (1:3) 20mm thick with 1Kg of water proof compound per bag of Cement laid over roof when it is green including c/c of all materials and labour charges for mixing mortar, laying, rendering smooth and thread lining, cutting, rounding off junctions of wall and slab etc for finished item of work (APSS 901, 903) |  |  |  | BLD-CSTN- 8 -25 | 21-22
|  | Unit = 10 Sqm |  |  |  |  | 21-22
|  | A. Materials |  |  |  |  | 21-22
|  | Cement Mortar (1:3) | cum | 0.21 | 3056.57 | 641.88 | 21-22
|  | Impervious water proofing compound Mat-00081 | Kg | 2 | 79 | 158 | 21-22
|  | B. Labour |  |  |  |  | 21-22
|  | Mason 1st class | day | 0.66 | 585 | 386.1 | 21-22
|  | Mason 2nd class | day | 1.54 | 525 | 808.5 | 21-22
|  | Mazdoor (un-skilled) | day | 3.7 | 490 | 1813 | 21-22
|  | Rate per 10.00 Sqm |  |  |  | 3807.48 | 21-22
|  |  |  | GF | FF | SF | 21-22
|  | Basic Rate 10.00sqm |  | 3807.48 | 3807.48 | 3807.48 | 21-22
|  | Add Lift Charges @ 10%, 20% on Labour charges B |  |  | 300.76 | 601.52 | 21-22
|  | Rate per 10.00 Sqm |  | 3807.48 | 4108.24 | 4409 | 21-22
|  | Rate per 1.00 Sqm |  | 380.75 | 410.82 | 440.9 | 21-22
13 | BLD-CSTN-7-7 | Flooring with high polished granite 16 to 18 mm mm thick slabs other than black set over base coat of cement mortar (1:8), 20 mm thick over CC bed already laid or RCC roof slab, including neat cement slurry of honey like consistency spread @ 3.3.kgs per sqm & jointed neatly with white cement paste mixed with pigment of matching shade to full depth, including cost of all materials like cement, sand water and tilesetc., complete, including seigniorage charges, labour charges for dressing of tilesetc., complete for finished item of work, but excluding the cost of conveyance of all materials |  |  |  | BLD-CSTN-7-7 | 21-22
|  | Unit = 10 Sqm |  |  |  |  | 21-22
|  | A. Materials |  |  |  |  | 21-22
|  | High polished granite 16 to 18 mm thick slab other than black | sqm | 10.5 | 2138.664 | 22455.97 | 21-22
|  | Cement for CM (1:8) proportion for basecoat | Kg | 36 | 4700 | 169.2 | 21-22
|  | Cement for slurry | Kg | 33 | 4700 | 155.1 | 21-22
|  | Cement for jointing | Kg | 6 | 4700 | 28.2 | 21-22
|  | Sand for Mortar CM (1:8) proportion | cum | 0.2 | 1743.4 | 348.68 | 21-22
|  | B. Labour |  |  |  |  | 21-22
|  | Mason 1st class | day | 3 | 585 | 1755 | 21-22
|  | Mason 2nd class | day | 1 | 525 | 525 | 21-22
|  | Mazdoor (un-skilled) | day | 8 | 490 | 3920 | 21-22
|  | Water charges 1% |  | 0.01 | 6901.18 | 69.01 | 21-22
|  | Rate per 10.00 Sqm |  |  |  | 29426.16 | 21-22
|  |  |  | GF | FF | SF | 21-22
|  | Basic Rate 10.00sqm |  | 29426.16 | 29426.16 | 29426.16 | 21-22
|  | Add Lift Charges @ 10%, 20% on Labour charges B |  |  | 620 | 1240 | 21-22
|  | Rate per 10.00 Sqm |  | 29426.16 | 30046.16 | 30666.16 | 21-22
|  | Rate per 1.00 Sqm |  | 2942.62 | 3004.62 | 3066.62 | 21-22
14 | BLD-CSTN-7-21 | Providing skirting to internal walls to 15 cm height/risers of steps with 16-18 mm thick polished granite tiles length equal to flooring stones, set over base coat of CM (1:3) 12 mm thick with cement slurry of honey like consistency spread at the rate of 3.30 kgs per sqm and jointed with white cement paste mixed with pigment of matching shade to full depth, including cost of all materials like tiles, cement, sand and water etc., complete including seigniorage charges, etc., complete for finished item of work |  |  |  |  | 21-22
|  | Unit = 10 Sqm |  |  |  |  | 21-22
|  | A. Materials |  |  |  |  | 21-22
|  | High polished granite 16 to 18 mm thick slab other than black | sqm | 10.5 | 2138.664 | 22455.97 | 21-22
|  | Sand for Moratr CM (1:3) proportion | cum | 0.12 | 1743.4 | 209.21 | 21-22
|  | Cement for CM (1:3) for basecoat | Kg | 57.6 | 4700 | 270.72 | 21-22
|  | Cement for slurry | Kg | 33 | 4700 | 155.1 | 21-22
|  | White cement | Kg | 5 | 27.95 | 139.75 | 21-22
|  | B. Labour |  |  |  |  | 21-22
|  | Mason 1st class | day | 2.1 | 585 | 1228.5 | 21-22
|  | Mason 2nd class | day | 4.9 | 525 | 2572.5 | 21-22
|  | Mazdoor (un-skilled) | day | 0.8 | 490 | 392 | 21-22
|  | Water charges 1% |  | 0.01 | 4967.78 | 49.68 | 21-22
|  | Rate per 10.00 Sqm |  |  |  | 27473.43 | 21-22
|  |  |  | GF | GF | FF | 21-22
|  | Basic Rate 10.00sqm |  | 27473.43 | 27473.43 | 27473.43 | 21-22
|  | Add Lift Charges @ 10%, 20% on Labour charges |  |  | 419.3 | 838.6 | 21-22
|  | Rate per 10.00 Sqm |  | 27473.43 | 27892.73 | 28312.03 | 21-22
|  | Rate per 1.00 Sqm |  | 2747.34 | 2789.27 | 2831.2 | 21-22
42 |  | Full Rounding the edges of Marble/ Granite stone slabs of all thicknesses including polishing the same. |  |  |  |  | 21-22
|  | Initial Cost BMM-V.11 | Rm | 1 | 438 | 438 | 21-22
|  | Rate per 1.00 Rm |  |  |  | 438 | 21-22
43 | BLD-CSTN-7-4 | Flooring with chequrred terrazzo tiles of 22 mm thick (medium shade) set over base coat of cement mortar (1:6) 12 mm thick over CC bed already laid or RCC roof slab, including near cement slurry of honey like consistency spread @ 3.3.kgs per sqm & jointed with neat cement to full depth mixed with pigment of matching shade including cost of all materials like cement, sand water and tiles etc., complete, including seigniorage charges, complete for finished item of work |  |  |  |  | 21-22
|  | Unit = 10 Sqm |  |  |  |  | 21-22
|  | A. Materials |  |  |  |  | 21-22
|  | Chequerred terrazzo tiles of 22 mm thick (medium shade) BMT-D.01 | sqm | 10.5 | 266 | 2793 | 21-22
|  | Cement for CM (1:6) proportion for basecoat | Kg | 28.8 | 4700 | 135.36 | 21-22
|  | Cement for slurry | Kg | 33 | 4700 | 155.1 | 21-22
|  | Cement for jointing | Kg | 6 | 4700 | 28.2 | 21-22
|  | Sand for Mortar CM (1:6) proportion | cum | 0.12 | 1743.4 | 209.21 | 21-22
|  | B. Labour |  |  |  |  | 21-22
|  | Mason 2nd class | day | 0.96 | 525 | 504 | 21-22
|  | Man Mazdoor | day | 2.24 | 490 | 1097.6 | 21-22
|  | Mazdoor (un-skilled) | day | 3.3 | 490 | 1617 | 21-22
|  | Rate per 10.00 Sqm |  |  |  | 6539.47 | 21-22
|  |  |  | GF | FF | SF | 21-22
|  | Basic Rate 10.00sqm |  | 6539.47 | 6539.47 | 6539.47 | 21-22
|  | Add Lift Charges @ 10%, 20% on Labour charges B |  |  | 321.86 | 643.72 | 21-22
|  | Rate per 10.00 Sqm |  | 6539.47 | 6861.33 | 7183.19 | 21-22
|  | Rate per 1.00 Sqm |  | 653.95 | 686.13 | 718.32 | 21-22
44 | BLD-CSTN-7-20 | Providing Skirting to internal walls to 15cm height / risers of steps with chequrred terrazzo tiles length equal to flooring stones, set over base coat of CM (1:5) 12mm thick with Cement slurry of honey like consistency spread @ 3.30 Kgs per Sqm & jointed with white Cement paste mixed with pigment of matching shade to full depth, including c/c of materials like Cement, Sand and Water and tiles etc complete for finished item of work |  |  |  |  | 21-22
|  | Unit = 10 Sqm |  |  |  |  | 21-22
|  | A. Materials |  |  |  |  | 21-22
|  | Chequerred terrazzo tiles of 22 mm thick (medium shade) BMT-D.01 | sqm | 10.5 | 266 | 2793 | 21-22
|  | Sand for Mortar for CM (1:5) proportion | cum | 0.12 | 1743.4 | 209.21 | 21-22
|  | Cement for CM (1:5) base coat | Kg | 34.56 | 4700 | 162.43 | 21-22
|  | Cement for Slurry | Kg | 33 | 4700 | 155.1 | 21-22
|  | White Cement jointing & pointing BMS.W.68 | Kg | 2 | 27.95 | 55.9 | 21-22
|  | B. Labour |  |  |  |  | 21-22
|  | Mason 1st class | day | 0.96 | 585 | 561.6 | 21-22
|  | Mason 2nd class | day | 2.24 | 525 | 1176 | 21-22
|  | Mazdoor (un-skilled) | day | 3.3 | 490 | 1617 | 21-22
|  | Rate per 10.00 Sqm |  |  |  | 6730.24 | 21-22
|  |  |  | GF | FF | SF | 21-22
|  | Basic Rate 10sqm |  | 6730.24 | 6730.24 | 6730.24 | 21-22
|  | Add Lift Charges @ 10%, 20% on Labour charges on B |  |  | 335.46 | 670.92 | 21-22
|  | 10.00 Sqm |  | 6730.24 | 7065.7 | 7401.16 | 21-22
|  | 1.00 Sqm |  | 673.02 | 706.57 | 740.12 | 21-22
15 | BLD-CSTN-7-5 | Flooring with Porcelain Vitrified tiles stain free double charged of 1st quality and of size not less than 600X600X8mm thickness glossy finish premium colours, set over base coat of CM (1:8), 12mm thick over already laid CC bed / RCC Roof slab, including neat Cement slurry of honey like consistency spread @ 3.30 Kgs per Sqm & jointed with neat white Cement paste to full depth mixed with pigment of matching shade including c/c of all materials like Cement, Sand and Water and tiles etc complete including labour charges etc complete for finished item of work |  |  |  |  | 21-22
|  | Unit = 10 Sqm |  |  |  |  | 21-22
|  | A. Materials |  |  |  |  | 21-22
|  | Vitrified tiles 600X600X8mm th BMT-C.09 | sqm | 10.5 | 612 | 6426 | 21-22
|  | Cement for CM (1:8) proportion for basecoat | Kg | 21.6 | 4700 | 101.52 | 21-22
|  | Cement for slurry | Kg | 33 | 4700 | 155.1 | 21-22
|  | Cement for pointing with CM (1:3) | Kg | 6 | 4700 | 28.2 | 21-22
|  | Sand for Mortar for CM (1:8) proportion | cum | 0.12 | 1743.4 | 209.21 | 21-22
|  | Sand for Moratr for pointing | cum | 0.02 | 1743.4 | 34.87 | 21-22
|  | B. Labour |  |  |  |  | 21-22
|  | Mason 1st class | day | 0.96 | 585 | 561.6 | 21-22
|  | Mason 2nd class | day | 2.24 | 525 | 1176 | 21-22
|  | Mazdoor (un-skilled) | day | 3.3 | 490 | 1617 | 21-22
|  | Add water charges 1% |  | 0.01 | 10309.5 | 103.1 | 21-22
|  | Rate per 10.00 Sqm |  |  |  | 10412.6 | 21-22
|  |  |  | GF | FF | SF | 21-22
|  | Basic Rate 10sqm |  | 10412.6 | 10412.6 | 10412.6 | 21-22
|  | Add Lift Charges @ 10%, 20% on Labour charges on B |  |  | 335.46 | 670.92 | 21-22
|  | 10.00 Sqm |  | 10412.6 | 10748.06 | 11083.52 | 21-22
|  | 1.00 Sqm |  | 1041.26 | 1074.81 | 1108.35 | 21-22
16 | BLD-CSTN-7-20 | Providing Skirting to internal walls to 15cm height / risers of steps with Porcelain Vitrified tiles length equal to flooring stones, set over base coat of CM (1:5) 12mm thick with Cement slurry of honey like consistency spread @ 3.30 Kgs per Sqm & jointed with white Cement paste mixed with pigment of matching shade to full depth, including c/c of materials like Cement, Sand and Water and tiles etc complete for finished item of work |  |  |  |  | 21-22
|  | Unit = 10 Sqm |  |  |  |  | 21-22
|  | A. Materials |  |  |  |  | 21-22
|  | Vitrified tiles 600X600X8mm th BMT-C.09 | sqm | 10.5 | 612 | 6426 | 21-22
|  | Sand for Mortar for CM (1:5) proportion | cum | 0.12 | 1743.4 | 209.21 | 21-22
|  | Cement for CM (1:5) base coat | Kg | 34.56 | 4700 | 162.43 | 21-22
|  | Cement for Slurry | Kg | 33 | 4700 | 155.1 | 21-22
|  | White Cement jointing & pointing BMS.W.68 | Kg | 2 | 27.95 | 55.9 | 21-22
|  | B. Labour |  |  |  |  | 21-22
|  | Mason 1st class | day | 0.96 | 585 | 561.6 | 21-22
|  | Mason 2nd class | day | 2.24 | 525 | 1176 | 21-22
|  | Mazdoor (un-skilled) | day | 3.3 | 490 | 1617 | 21-22
|  | Rate per 10.00 Sqm |  |  |  | 10363.24 | 21-22
|  |  |  | GF | FF | SF | 21-22
|  | Basic Rate 10sqm |  | 10363.24 | 10363.24 | 10363.24 | 21-22
|  | Add Lift Charges @ 10%, 20% on Labour charges on B |  |  | 335.46 | 670.92 | 21-22
|  | 10.00 Sqm |  | 10363.24 | 10698.7 | 11034.16 | 21-22
|  | 1.00 Sqm |  | 1036.32 | 1069.87 | 1103.42 | 21-22
17 | BLD-CSTN-7-6 | Flooring with Ceramic non skid tiles of not less than 7-8mm thick 1st quality laid over floor bed / VRCC slab set over base coat of CM (1:8), 12mm thick and neat grey Cement slurry of honey like consistency spread @ 3.30 Kgs per Sqm & jointed with neat white Cement paste to full depth mixed with pigment of matching shade including c/c of all materials to site including cost of mixing of mortar and watering and levelling to proper slope and curing including all labour charges etc for finished item of work |  |  |  |  | 21-22
|  | Unit = 10 Sqm |  |  |  |  | 21-22
|  | A. Materials |  |  |  |  | 21-22
|  | Non-Skid Ceramic tiles 300X300 BMT.C.01 | sqm | 10.5 | 370 | 3885 | 21-22
|  | Cement for CM (1:8) proportion for basecoat | Kg | 21.6 | 4700 | 101.52 | 21-22
|  | Cement for slurry | Kg | 33 | 4700 | 155.1 | 21-22
|  | White Cement jointing & pointing BMS.W.68 | Kg | 2 | 27.95 | 55.9 | 21-22
|  | Sand for Mortar CM (1:8) proportion | cum | 0.12 | 1743.4 | 209.21 | 21-22
|  | B. Labour |  |  |  |  | 21-22
|  | Mason 1st class | day | 0.96 | 585 | 561.6 | 21-22
|  | Mason 2nd class | day | 2.24 | 525 | 1176 | 21-22
|  | Mazdoor (un-skilled) | day | 3.3 | 490 | 1617 | 21-22
|  | Rate per 10.00 Sqm |  |  |  | 7761.33 | 21-22
|  |  |  | GF | FF | SF | 21-22
|  | Basic Rate 10sqm |  | 7761.33 | 7761.33 | 7761.33 | 21-22
|  | Add Lift Charges @ 10%, 20% on Labour charges on B |  |  | 335.46 | 670.92 | 21-22
|  | 10.00 Sqm |  | 7761.33 | 8096.79 | 8432.25 | 21-22
|  | 1.00 Sqm |  | 776.13 | 809.68 | 843.23 | 21-22
18 | BLD-CSTN-7-18 | Providing Daddooing to walls with 5 to 7mm thick Glazed Ceramic wall tiles of 1st quality of 6mm thick set over base coat of CM (1:3) 12mm thick with Cement slurry of honey like consistency spread @ 3.30 Kgs per Sqm & jointed with neat white Cement paste to full depth mixed with pigment of matching shade including c/c of all materials to site, cost of all materials like tiles, Cement, sand and water etc complete for finished item of work |  |  |  |  | 21-22
|  | Unit = 10 Sqm |  |  |  |  | 21-22
|  | A. Materials |  |  |  |  | 21-22
|  | Glazed Ceramic wall tiles 6mm BMT.C.21 | sqm | 10.5 | 323 | 3391.5 | 21-22
|  | Sand for Mortar CM (1:3) proportion | cum | 0.12 | 1743.4 | 209.21 | 21-22
|  | Cement for CM (1:3) base coat | Kg | 57.6 | 4700 | 270.72 | 21-22
|  | Cement for Slurry | Kg | 33 | 4700 | 155.1 | 21-22
|  | White Cement for jointing and pointing | Kg | 6 | 27.95 | 167.7 | 21-22
|  | B. Labour |  |  |  |  | 21-22
|  | Mason 1st class | day | 0.77 | 585 | 450.45 | 21-22
|  | Mazdoor (un-skilled) | day | 0.8 | 490 | 392 | 21-22
|  | Rate per 10.00 Sqm |  |  |  | 5036.68 | 21-22
|  |  |  | GF | FF | SF | 21-22
|  | Basic Rate 10sqm |  | 5036.68 | 5036.68 | 5036.68 | 21-22
|  | Add Lift Charges @ 10%, 20% on Labour charges on B |  |  | 84.25 | 168.49 | 21-22
|  | 10.00 Sqm |  | 5036.68 | 5120.93 | 5205.17 | 21-22
|  | 1.00 Sqm |  | 503.67 | 512.09 | 520.52 | 21-22
38 | BLD-CSTN-5-1 | Flush Pointing with CM (1:3) to Brick Masonry |  |  |  |  | 21-22
|  | Unit = 10 sqm |  |  |  |  | 21-22
|  | A. Materials |  |  |  |  | 21-22
|  | Cement | Kg | 14.4 | 4700 | 67.68 | 21-22
|  | Fine aggregate (Sand) for Mortar | cum | 0.03 | 1743.4 | 52.3 | 21-22
|  | B. Labour |  |  |  |  | 21-22
|  | Mason 2nd class | day | 0.5 | 525 | 262.5 | 21-22
|  | Mazdoor (un-skilled) | day | 0.74 | 490 | 362.6 | 21-22
|  | Rate per 10.00 Sqm |  |  |  | 745.08 | 21-22
39 | BLD-CSTN-7-11 | Flooring with pressed clay flooring tiles, set over base coat of cement mortar (1:8) 12 mm thick over CC bed already laid or RCC roof slab, including neat cement slurry of honey like consistency spread @ 3.3.kgs per sqm & jointed neatly with cement mixed with pigment of matching shade to full depth, including cost of all materials like cement, sand water and tiles etc., complete, for finished item of work, |  |  |  |  | 21-22
|  | Unit = 10 sqm |  |  |  |  | 21-22
|  | A. Materials |  |  |  |  | 21-22
|  | 20 X 20 cm pressed clay flooring tiles | No's | 0.255 | 19447.1 | 4959.01 | 21-22
|  | Cement for CM (1:8) for base coat | Kgs | 21.6 | 4700 | 101.52 | 21-22
|  | Cement for jointing & pointing | Kgs | 6 | 4700 | 28.2 | 21-22
|  | Pointing with CM (1:3) | Sqm | 1 | 745.08 | 745.08 | 21-22
|  | Deduct CM (1:3) | cum | 0.04 | 1743.4 | -69.74 | 21-22
|  | Sand for CM (1:8) | cum | 0.12 | 1743.4 | 209.21 | 21-22
|  | B. Labour |  |  |  |  | 21-22
|  | Mason 1st class | day | 0.96 | 585 | 561.6 | 21-22
|  | Mason 2nd class | day | 2.24 | 525 | 1176 | 21-22
|  | Mazdoor (un-skilled) | day | 4.3 | 490 | 2107 | 21-22
|  | Rate per 10.00 Sqm |  |  |  | 9817.88 | 21-22
|  |  |  | GF | FF | SF | 21-22
|  | Basic Rate 10sqm |  | 9817.88 | 9817.88 | 9817.88 | 21-22
|  | Add Lift Charges @ 10%, 20% on Labour charges on B |  |  | 384.46 | 768.92 | 21-22
|  | 10.00 Sqm |  | 9817.88 | 10202.34 | 10586.8 | 21-22
|  | 1.00 Sqm |  | 981.79 | 1020.23 | 1058.68 | 21-22
26 |  | Supply of precast concrete blocks for paving of M-35 grade and thickness not less than 60 mm for Light traffic areas conforming to IS 15658:2006 in all shapes and designs for laying & fixing of precast concrete blocks for paving of all grades, any thickness, all sizes & shapes including all labour charges for loading & unloading, laying to desired lines and levels complete |  |  |  |  | 21-22
|  | A. Materials |  |  |  |  | 21-22
|  | Precasted concrete blocks BMT-D.13 | Sqm | 1 | 320 | 320 | 21-22
|  | Labour charges BMT-D.17 | Sqm | 1 | 190 | 190 | 21-22
|  | 1.00 Sqm |  |  |  | 510 | 21-22
28 | BLD-CSTN-7-13 | Gronolithie Concrete Flooring 20 mm thick with (1:1:2), using 6mm to 12 mm size hard granite machine crushed metal laid over CC bed already laid or RCC roof slab, in alternate panels of size not exceeding 1.50 m x 1.50 m and finishing the top surface to required smoothness and slopes and thread lining including cost of all materials like cement, metal, sand and water etc., complete, including seigniorage charges, etc., complete for finished item of work, but excluding the cost of conveyance of all materials |  |  |  |  | 21-22
|  | Unit = 10 Sqm |  |  |  |  | 21-22
|  | A. Materials |  |  |  |  | 21-22
|  | 6mm to 12 mm H.G. Metal (Machine crushed) | cum | 0.17 | 1876.23 | 318.96 | 21-22
|  | Cement | Kg | 120 | 4700 | 564 | 21-22
|  | Sand | cum | 0.085 | 1648.4 | 140.11 | 21-22
|  | B. Labour |  |  |  |  | 21-22
|  | Mason 1st class | day | 1.25 | 585 | 731.25 | 21-22
|  | Mason 2nd class | day | 0.06 | 525 | 31.5 | 21-22
|  | Mazdoor (un-skilled) | day | 3 | 490 | 1470 | 21-22
|  | Rate per 10.00 Sqm |  |  |  | 3255.82 | 21-22
|  |  |  | GF | FF | SF | 21-22
|  | Basic Rate 10sqm |  | 3255.82 | 3255.82 | 3255.82 | 21-22
|  | Add Lift Charges @ 10%, 20% on Labour charges on B |  |  | 223.28 | 446.55 | 21-22
|  | 10.00 Sqm |  | 3255.82 | 3479.1 | 3702.37 | 21-22
|  | 1.00 Sqm |  | 325.58 | 347.91 | 370.24 | 21-22
51 | BLD-CSTN-9-4 | White washing one coat with whiting of approved quality to give an even shade after thoroughly brushing the surface to remove all dirt and remains of loose powdered materials including cost of all materials, labour charges and incidental such as scaffolding, lift charges etc., complete for finished item of work, but excluding conveyance charges of materials |  |  |  |  | 21-22
|  | Unit = 10 Sqm |  |  |  |  | 21-22
|  | A. Materials |  |  |  |  | 21-22
|  | Whiting / White Cement / BMT-J.31 | 20Kg | 1.2 | 550 | 33 | 21-22
|  | B. Labour |  |  |  |  | 21-22
|  | Painter | day | 0.11 | 655 | 72.05 | 21-22
|  | Mazdoor (un-skilled) | day | 0.22 | 490 | 107.8 | 21-22
|  | Sundries including brushes, ladders, etc.,5% |  | 0.05 | 212.85 | 10.64 | 21-22
|  | Rate per 10.00 Sqm |  |  |  | 223.49 | 21-22
|  |  |  | GF | FF | SF | 21-22
|  | Basic Rate 10 sqm |  | 223.49 | 223.49 | 223.49 | 21-22
|  | Add Lift Charges @ 10%, 20% on Labour charges on B |  |  | 17.99 | 35.97 | 21-22
|  | 10.00 Sqm |  | 223.49 | 241.48 | 259.46 | 21-22
|  | 1.00 Sqm |  | 22.35 | 24.15 | 25.95 | 21-22
28 | Amendment ofasper Building SSR 2011-12 | Providing and applying Wall putty of White Cement or Polymer or Cement based of average 1 to 2 mm thickness over plastered surface to prepare the surface even and smooth after thoroughly brushing the surface to remove all dirt and remains of loose powdered materials, applying emery paper, Sand the surface, clean & wipe off loose dust, applying knifing paste filler by putty knife / muslin pad, air dry for 2 - 3 hrs, sand with 180 and 320 No., emery paper for the surface preparation including cost and conveyance of all materials and all operational, incidental and all labour charges etc., complete for finished item of work in all floors for internal walls |  |  |  |  | 21-22
|  | Unit = 10 Sqm |  |  |  |  | 21-22
|  | A. Materials |  |  |  |  | 21-22
|  | wall putty (BMT-J.31) | 20Kg | 23 | 550 | 632.5 | 21-22
|  | B. Labour |  |  |  |  | 21-22
|  | Painter 1st class | day | 0.273 | 655 | 178.82 | 21-22
|  | Painter 2nd class | day | 0.637 | 525 | 334.43 | 21-22
|  | Mazdoor (un-skilled) | day | 0.91 | 490 | 445.9 | 21-22
|  | Sundries |  | 0.01 | 1591.65 | 15.92 | 21-22
|  | Rate per 10.00 Sqm |  |  |  | 1607.57 | 21-22
|  |  |  | GF | FF | SF | 21-22
|  | Basic Rate 10 sqm |  | 1607.57 | 1607.57 | 1607.57 | 21-22
|  | Add Lift Charges @ 10%, 20% on Labour charges on B |  |  | 95.92 | 191.84 | 21-22
|  | 10.00 Sqm |  | 1607.57 | 1703.49 | 1799.41 | 21-22
|  | 1.00 Sqm |  | 160.76 | 170.35 | 179.94 | 21-22
29 | BLD-CSTN-10-2 | Painting, Priming Coat on New Plastered Surface for internal walls |  |  |  |  | 21-22
|  | Unit: 10 sqm |  |  |  |  | 21-22
|  | A. MATERIALS : |  |  |  |  | 21-22
|  | Cement Primer Interior Grade BMT-J.01 | kg | 1 | 141 | 141 | 21-22
|  | B. LABOUR |  |  |  |  | 21-22
|  | Painter 1st class | day | 0.21 | 655 | 137.55 | 21-22
|  | Painter 2nd class | day | 0.49 | 525 | 257.25 | 21-22
|  | Sundries including brushes, soaps, putty etc., |  | 0.005 | 535.8 | 2.68 | 21-22
|  | Total cost for 10 sqm |  |  |  | 538.48 | 21-22
|  | BASIC COST per 10 sqm |  |  |  | 538.48 | 21-22
30 | BLD-CSTN-10-2 | Painting, Priming Coat on New Plastered Surface for external walls |  |  |  |  | 21-22
|  | Unit: 10 sqm |  |  |  |  | 21-22
|  | A. MATERIALS : |  |  |  |  | 21-22
|  | Cement Primer external Grade BMT-J.02 | kg | 1 | 180 | 180 | 21-22
|  | B. LABOUR |  |  |  |  | 21-22
|  | Painter 1st class | day | 0.21 | 655 | 137.55 | 21-22
|  | Painter 2nd class | day | 0.49 | 525 | 257.25 | 21-22
|  | Sundries including brushes, soaps, putty etc., |  | 0.005 | 574.8 | 2.87 | 21-22
|  | Total cost for 10 sqm |  |  |  | 577.67 | 21-22
|  | BASIC COST per 10 sqm |  |  |  | 577.67 | 21-22
| Amendment ofasper Building SSR 2011-12 | Painting to new walls with 2 coats of acrylic Emulsion paint Asian or equivalent and shade over Priming coat with Cement primer water base interior Gr-1 Asian or equivalent on new plastered surface after throughly brushing the surace remove all dirt and remains of loose powdered materials including cost and conveyance of all materials to worksite and all oparational, incidental, labour charges etc complete for finished item of work as per SS 911 for internal walls |  |  |  |  | 21-22
|  | PRIMARY COAT: |  |  |  |  | 21-22
|  | Painting, Priming Coat with Cement Primer | 10 Sqm | 1 | 538.48 | 538.48 | 21-22
21-22
|  | A) MATERIALS : |  |  |  |  | 21-22
31 |  | acrylic Emulsion paint BMT-J.24 | Ltr | 0.8 | 168 | 134.4 | 21-22
|  | B) LABOUR |  |  |  |  | 21-22
|  | Painter - 1st Class | day | 0.36 | 655 | 235.8 | 21-22
|  | Painter - 2nd class | day | 0.84 | 525 | 441 | 21-22
[6 empty] | 1349.68 | 21-22
|  |  |  | GF | FF | SF | 21-22
|  | Basic Rate |  | 1349.68 | 1349.68 | 1349.68 | 21-22
|  | Lift Charges per 10 Sqmt. |  |  | 107.16 | 214.32 | 21-22
|  | BASIC COST per 10 sqm |  | 1349.68 | 1456.84 | 1564 | 21-22
|  | BASIC COST per 1 sqm |  | 134.97 | 145.68 | 156.4 | 21-22
32 | Amendment ofasper Building SSR 2011-12 | Painting to new walls with 2 coats of acrylic Emulsion paint Asian or equivalent and shade over Priming coat with Cement primer water base exterior Gr-2 Asian or equivalent on new plastered surface after throughly brushing the surace remove all dirt and remains of loose powdered materials including c/c of all materials to worksite and all oparational, incidental ,labour charges etc complete for finished item of work as per SS 912 for External walls |  |  |  |  | 21-22
|  | Painting, Priming Coat with Cement Primer | 10 Sqm | 1 | 577.67 | 577.67 | 21-22
|  | A) MATERIALS : |  |  |  |  | 21-22
|  | acrylic Emulsion paint BMT-J.34 | Ltr | 0.8 | 194 | 155.2 | 21-22
|  | B) LABOUR |  |  |  |  | 21-22
|  | Painter - 1st Class | day | 0.21 | 655 | 137.55 | 21-22
|  | Painter - 2nd class | day | 0.49 | 525 | 257.25 | 21-22
|  | Mazdoor | day | 1.5 | 490 | 735 | 21-22
[6 empty] | 1862.67 | 21-22
|  |  |  | GF | FF | SF | 21-22
|  | Basic Rate |  | 1862.67 | 1862.67 | 1862.67 | 21-22
|  | Add Labour Comp on LC |  |  | 152.46 | 304.92 | 21-22
|  | BASIC COST per 10 sqm |  | 1862.67 | 2015.13 | 2167.59 | 21-22
|  | BASIC COST per 1 sqm |  | 186.27 | 201.51 | 216.76 | 21-22
58 | BLD-CSTN -10-6 & 10-12 (iii) | Painting New Wood work with Two coats of ready mixed Synthatic Enamil paint first quality of shades over primary coat of wood primary making Three coats in all given as even shade after thoroughly brushes the surface to remove all remains of loose provided materials including cost and conveyance of all materials, cost of brushes and other opartational incidental ,seigniorage charges, labour charges, scaffolding charges etc complete for finished item of work as per APSS |  |  |  |  | 21-22
|  | Unit = 10 Sqm |  |  |  |  | 21-22
|  | Primary Coat on New Wood Work |  |  |  |  | 21-22
|  | A. Materials |  |  |  |  | 21-22
|  | Wood primer BMT.J.05 | Lit | 0.7 | 130 | 91 | 21-22
|  | B. Labour |  |  |  |  | 21-22
|  | Painter 1st class | day | 0.21 | 655 | 137.55 | 21-22
|  | Painter 2nd Class | day | 0.48 | 525 | 252 | 21-22
|  | Sundries including brushes @ 1% overall above |  |  | 228.55 | 2.29 | 21-22
|  | Painting Two Coats on New Wood Work |  |  |  |  | 21-22
|  | A. Materials |  |  |  |  | 21-22
|  | Synthatic Enamil Paint at 20sqm/Lt BMT.J.29 | Lit | 1.1 | 248 | 272.8 | 21-22
|  | B. Labour |  |  |  |  | 21-22
|  | Painter 1st class | day | 0.33 | 655 | 216.15 | 21-22
|  | Painter 2nd Class | day | 0.77 | 525 | 404.25 | 21-22
|  | Total Rate per Primary &Two coats 10.00 Sqm |  |  |  | 1376.04 | 21-22
|  | Rate per 1.00 Sqm |  |  |  | 137.6 | 21-22
59 |  | Supply & application of One Coat Water based Cement Primer, One coat of Deco / PMCC Orient Base Exterior Texture & two coats of Altek Harmony (Emulsion paint exterior grade) inclusive of all taxes for finished item of work |  |  |  |  | 21-22
| BMT-J.46 | Initial cost (SSR 2012-13) | Sqm | 1 | 205 | 205 | 21-22
[6 empty] | 205 | 21-22
60 |  | Supply & applying Poly-Urethane Water Proof Polish Glossy/ Matt finish to the wood works duly cleaning the surface and applying emery paper, Sand the wood with 180 No., emery paper and then with 320 No., emery paper, clean & wipe off loose dust, applying suitable knifing paste filler / wood filler by putty knife / muslin pad, air dry for 2 - 3 hrs, sand with 180 and 320 No., emery paper, applying two component wood sealer, after the surface preparation applying one coat of approved spraying PU thinner (for spraying) / applying one coat of approved brushing PU thinner or general purpose thinner (for brushing) and apply one coat of PU by brush or spray, air-dry overnight, Sand again with 180 No. emery paper and removing dust, applying second coat of PU, air drying for 4 - 6 Hrs, Sand with 320 No emery paper, and applying (either with spray or brush) two coats of approved brand PU including cost & labour charges, emery papers, cost of thinner & PU of approved brands such as Jenson & Nicholson, Asian Paints, Berger Paints or equivalent etc., complete for finished item |  |  |  |  | 21-22
|  | Unit = 1 sqm |  |  |  |  | 21-22
| BMT-J.13 | Poly-Urethene Polish - exteritor Grade | Ltr | 0.065 | 708 | 46.02 | 21-22
| BMT-J.13 | Thinner for Polyurethane polish | Ltr | 0.033 | 244 | 8.05 | 21-22
|  | Painter 1st class | day | 0.24 | 655 | 157.2 | 21-22
|  | Painter 2nd class | day | 0.56 | 525 | 294 | 21-22
|  | Helper | day | 0.8 | 490 | 392 | 21-22
|  | Basic coat per 1 sqm |  |  |  | 897.27 | 21-22
61 |  | Painting, Lettering and Picturing to walls with two coats over primary coat with Emulsion paint (Like Birds, Animals, Cartoons, Numbers etc.,) to Angnwadi center building as per the instructions of Engineer - in - charge including cost and conveyance of all paints and all labour charges etc complete. |  |  |  |  | 21-22
|  | As per quotation rate | Sqm | 1 | 630 | 630 | 21-22
[6 empty] | 630 | 21-22
24 |  | Supply & fixing of Rolling shutter made of 80 x 1.25 mm machine rolled CRCA laths, interlocked together through their entire length and jointed together at the ends by endlocks, mounted on specially designed pipe shaft of 50mm dia nominal bore MS B class pipe with brackets, plates, guide channels, stoppers, bottom locking plates and arrangements for inside & outside locking with push-pull operations including cost of hood cover and springs complete, painted with one coat of approved steel primer, locks, ball bearings, all accessories etc complete for finished item of work as per special spn: 1108 |  |  |  |  | 21-22
| BMT-F.29 | Initial cost | Sqm | 1 | 3500 | 3500 | 21-22
[6 empty] | 3500 | 21-22
63 |  | S&F of 48" dia(1.20Mts) 2" thick Precasted rcc hume rings including cost and conveyance of all material and labour charges etc., complete for septic Tank |  |  |  |  | 21-22
| ELEC-8.4.22 | 18" dia(0.45Mts) 2" thick hume pipe ring | 1No | 1 | 275 | 275 | 21-22
|  | 48" dia(1.20Mts) 2" thick hume pipe ring |  |  |  |  | 21-22
|  | 0.45= 275.00 : 1.20 = ? |  |  |  |  | 21-22
|  | ?=1.20 x 275.00 / 0.45 |  |  |  |  | 21-22
|  | ?=733.33 |  |  |  |  | 21-22
|  | 48.00" dia(1.20Mts) 2" thick hume pipe ring | 1No | 1 | 733.33 | 733.33 | 21-22
21-22
[6 empty] | 733.33 | 21-22
64 |  | S&F of 36" dia(0.90Mts) 2" thick Precasted rcc hume rings including cost and conveyance of all material and labour charges etc., complete for septic Tank |  |  |  |  | 21-22
| ELEC-8.4.22 | 18" dia(0.45Mts) 2" thick hume pipe ring | 1No | 1 | 275 | 275 | 21-22
|  | 36" dia(0.90Mts) 2" thick hume pipe ring |  |  |  |  | 21-22
|  | 0.45= 275.00 : 0.90 = ? |  |  |  |  | 21-22
|  | ?=0.90 x 275.00 / 0.45 |  |  |  |  | 21-22
|  | ?=550.00 |  |  |  |  | 21-22
|  | 36" dia(0.90Mts) 2" thick hume pipe ring | 1No | 1 | 550 | 550 | 21-22
21-22
[6 empty] | 550 | 21-22
65 |  | S&F of 1200 mm dia 2" thick Precasted cc cover for hume pipe including cost and conveyance of all material and labour charges etc., complete for septic Tank |  |  |  |  | 21-22
| ELEC-8.4.24 | CC Cover for hume pipe | 1No | 1 | 143 | 143 | 21-22
21-22
[6 empty] | 143 | 21-22
25 |  | S&F of Cement Jolleys 50mm thick |  |  |  |  | 21-22
| BMS-W.17 | Initial cost | Sqm | 1 | 353 | 353 | 21-22
|  | 1st class mason | Day | 0.06 | 585 | 35.1 | 21-22
|  | 2nd class mason | Day | 0.06 | 525 | 31.5 | 21-22
|  | Mazdoor(unskilled) | Day | 0.275 | 490 | 134.75 | 21-22
|  | Rate per 1 Sqm |  |  |  | 554.35 | 21-22
|  | AS PER SSR 2022-23 |  |  |  |  | 22-23
15 | BLD-CSTN -1-4 | Cement Mortar (1:3) |  |  |  |  | 22-23
|  | Cost of Cement | Kg | 480 | 4700 | 2256 | 22-23
|  | Sand for Plastering including 5% wastage | cum | 1.05 | 1816 | 1906.8 | 22-23
|  | Man Mazdoor for mixing mortar | day | 0.2 | 525 | 105 | 22-23
[6 empty] | 4267.8 | 22-23
2 | BLD-CSTN -1-5 | Cement Mortar (1:4) |  |  |  |  | 22-23
|  | Cost of Cement | Kg | 360 | 4700 | 1692 | 22-23
|  | Sand for Plastering including 5% wastage | cum | 1.05 | 1816 | 1906.8 | 22-23
|  | Man Mazdoor for mixing mortar | day | 0.2 | 525 | 105 | 22-23
[6 empty] | 3703.8 | 22-23
2 | BLD-CSTN -1-6 | Cement Mortar (1:5) |  |  |  |  | 22-23
|  | Cost of Cement | Kg | 288 | 4700 | 1353.6 | 22-23
|  | Sand for Plastering including 5% wastage | cum | 1.05 | 1816 | 1906.8 | 22-23
|  | Man Mazdoor for mixing mortar | day | 0.2 | 525 | 105 | 22-23
[6 empty] | 3365.4 | 22-23
4 | BLD-CSTN -1-7 | Cement Mortar (1:6) |  |  |  |  | 22-23
|  | Cost of Cement | Kg | 240 | 4700 | 1128 | 22-23
|  | Sand for Mortar including 5% wastage | cum | 1.05 | 1816 | 1906.8 | 22-23
|  | Man Mazdoor for mixing mortar | day | 0.2 | 525 | 105 | 22-23
[6 empty] | 3139.8 | 22-23
5 | BLD-CSTN -1-8 | Cement Mortar (1:8) |  |  |  |  | 22-23
|  | Cost of Cement | Kg | 180 | 4700 | 846 | 22-23
|  | Sand for Mortar including 5% wastage | cum | 1.05 | 1816 | 1906.8 | 22-23
|  | Man Mazdoor for mixing mortar | day | 0.2 | 525 | 105 | 22-23
[6 empty] | 2857.8 | 22-23
|  | 20 mm GRADED METAL( CW 07 20 mm(48%) and 12 mm(12%)10 mm(12%) 6 mm(8)% (34822)) |  |  |  |  | 22-23
|  | 20 mm HBG metal(SS 5) | 0.6 | 2236.9 | 1342.14 |  | 22-23
|  | 12 mm HBG metal(SS 5) | 0.15 | 1931.9 | 289.79 |  | 22-23
|  | 10 mm HBG metal(SS 5) | 0.15 | 1741.9 | 261.29 |  | 22-23
|  | 6 mm HBG metal(SS 5) | 0.1 | 1536.9 | 153.69 |  | 22-23
|  | Rate per Cum |  |  | 2046.91 |  | 22-23
22-23
6 |  | Clearing light jungle including up-rooting and removing of Juliflora stumps. |  |  |  |  | 22-23
|  | Unit = Cum |  |  |  |  | 22-23
|  | RSSR 19-20 |  |  |  |  | 22-23
|  | Unskilled Labour Charges |  |  |  | 6.06 | 22-23
|  | Rate per 1 Cum |  |  |  | 6.06 | 22-23
3 |  | Engaging Unskilled Labour for Earth work excavation and depositing on bank with an initial lead & initial lift in Loamy and Clayey soils like BC Soils, Red Earth Soils (Ordinary Soils) |  |  |  |  | 22-23
|  | Unit = Cum |  |  |  |  | 22-23
|  | RSSR 19-20 |  |  |  |  | 22-23
|  | Unskilled Labour Charges |  |  |  | 144.26 | 22-23
|  | Rate per 1 Cum |  |  |  | 144.26 | 22-23
8 | RBR-FNDN - 2- (I) Amendment as per 2015-16 | Filling with Sand in trenches, sides of foundations & basement by watering and ramming including all operational, incidental, labour charges, hire charges of T&P etc complete including cost and conveyance of material and labour charges etc complete for finished item of the work (APSS No 309& 310) per 1 Cum |  |  |  |  | 22-23
|  | Unit = Cum |  |  |  |  | 22-23
|  | Taking Output 6 Cum |  |  |  |  | 22-23
| a) | Labour |  |  |  |  | 22-23
|  | Mazdoor (Un-Skilled) | day | 0.31 | 525 | 162.75 | 22-23
| b) | Material |  |  |  |  | 22-23
|  | Sand for filling | Cum | 6 | 1576 | 9456 | 22-23
|  | Rate per 6 Cum |  |  |  | 9618.75 | 22-23
|  | Rate per 1 Cum |  |  |  | 1603.13 | 22-23
9 | RBR-FNDN -2- (I) Amendment as per 2015-16 | Filling Basement with Selected earth in trenches, sides of foundations & basement by watering and ramming including all operational, incidental, labour charges, hire charges of T&P etc complete including cost and conveyance of material and labour charges etc complete for finished item of the work (APSS No 309& 310) per 1 Cum |  |  |  |  | 22-23
|  | Unit = 6 Cum |  |  |  |  | 22-23
| a) | Labour |  |  |  |  | 22-23
|  | Mazdoor (Un-Skilled) | day | 0.31 | 525 | 162.75 | 22-23
| b) | Material |  |  |  |  | 22-23
|  | Selected earth | Cum | 6 | 189 | 1134 | 22-23
|  | Rate per 6 Cum |  |  |  | 1296.75 | 22-23
|  | Rate per 1 Cum |  |  |  | 216.13 | 22-23
10 | RBR-FNDN -2- (I) Amendment as per 2015-16 | Filling Basement with Gravel in trenches, sides of foundations & basement by watering and ramming including all operational, incidental, labour charges, hire charges of T&P etc complete including cost and conveyance of material and labour charges etc complete for finished item of the work (APSS No 309& 310) per 1 Cum |  |  |  |  | 22-23
|  | Unit = 6 Cum |  |  |  |  | 22-23
| a) | Labour |  |  |  |  | 22-23
|  | Mazdoor (Un-Skilled) | day | 0.31 | 525 | 162.75 | 22-23
| b) | Material |  |  |  |  | 22-23
|  | Gravel filling | Cum | 6 | 245 | 1470 | 22-23
|  | Rate per 6 Cum |  |  |  | 1632.75 | 22-23
|  | Rate per 1 Cum |  |  |  | 272.13 | 22-23
11 | BLD-CSTN-2-9 Amendment as per 2015-16 | Filling in foundation with excavated soil as per drawing and technical specification Clause 305.3.9 MORD & 304 MORTH. |  |  |  |  | 22-23
|  | Taking output-6 Cum |  |  |  |  | 22-23
|  | Mazdoor | day | 3.12 | 525 | 1638 | 22-23
|  | water (including for curing) | Kl | 0.72 | 95 | 68.4 | 22-23
|  | Rate per 6 cum |  |  |  | 1706.4 | 22-23
|  | Rate per 6 cum |  |  |  | 284.4 | 22-23
4 | BLD-CSTN-2-5 | Plain Cement Concrete (1:4:8) proportion Nominal mix for foundations using 40mm size SS-5 metal including cost and conveyance of all materials and curing charges, labour charges, machine mixing and laying concrete in foundations ramming etc complete for Bed Concrete (APSS No 402) |  |  |  |  | 22-23
|  | A. Materials |  |  |  |  | 22-23
|  | Cost of Cement | Kg | 162 | 4700 | 761.4 | 22-23
|  | Coarse aggregate 40mm metal | cum | 0.9 | 1636.9 | 1473.21 | 22-23
|  | Sand for Concrete | cum | 0.45 | 1721 | 774.45 | 22-23
|  | water (including for curing) | kl | 1.2 | 95 | 114 | 22-23
|  | B. Machinery |  |  |  |  | 22-23
|  | Concrete mixer 10/7 cft (0.2/0.8cum) capacity | hour | 1 | 667.5 | 667.5 | 22-23
|  | C. Labour |  |  |  |  | 22-23
|  | Mason 1st class | day | 0.1 | 630 | 63 | 22-23
|  | Mazdoor (Un-Skilled) | day | 1.39 | 525 | 729.75 | 22-23
[6 empty] | 4583.31 | 22-23
13 | BLD-CSTN-2-7 | Plain Cement Concrete (1:5:10) proportion Nominal mix for foundations using 40mm size SS-5 metal including cost and conveyance of all materials and curing charges, labour charges, machine mixing and laying concrete in foundations ramming etc complete for Bed Concrete (APSS No 402) |  |  |  |  | 22-23
|  | A. Materials |  |  |  |  | 22-23
|  | Cost of Cement | Kg | 129.6 | 4700 | 609.12 | 22-23
|  | Coarse aggregate 40mm metal | cum | 0.9 | 1636.9 | 1473.21 | 22-23
|  | Sand for Concrete | cum | 0.45 | 1721 | 774.45 | 22-23
|  | water (including for curing) | kl | 1.2 | 95 | 114 | 22-23
|  | B. Machinery |  |  |  |  | 22-23
|  | Concrete mixer 10/7 cft (0.2/0.8cum) capacity | hour | 1 | 667.5 | 667.5 | 22-23
|  | C. Labour |  |  |  |  | 22-23
|  | Mason 1st class | day | 0.1 | 630 | 63 | 22-23
|  | Mazdoor (Un-Skilled) | day | 1.39 | 525 | 729.75 | 22-23
[6 empty] | 4431.03 | 22-23
14 | BLD-CSTN-2-13-A | Reinforced Cement Concrete M-25 Nominal mix (Cement: Fine aggregates: Coarse aggregates) corresponding Table 9 of IS 456 using 20mm size graded machine crushed hard granite metal (coarse aggregate) from approved quarry including cost and conveyance of all materials like Cement, fine aggregate( Sand), coarse aggregate, water etc to site and including sales and other taxes on all marerilas including all operational, incidental and labour charges such as machine mixing, laying concrete, curing etc complete but excluding cost of steel and its fabrication charges for finished item of work, but excluding centering, shttering |  |  |  |  | 22-23
|  | Foundations, plinth Beams and Pedastals |  |  |  |  | 22-23
|  | A. Materials |  |  |  |  | 22-23
|  | 20mm HBG Machine Crushed Chips | cum | 0.8 | 2046.91 | 1637.53 | 22-23
|  | Sand for Concrete | cum | 0.4 | 1721 | 688.4 | 22-23
|  | Cement | Kg | 340 | 4700 | 1598 | 22-23
|  | B. Labour |  |  |  |  | 22-23
|  | Mason 1st class | day | 0.133 | 630 | 83.79 | 22-23
|  | Mason 2nd class | day | 0.267 | 565 | 150.86 | 22-23
|  | Mazdoor (both Men and Women) | day | 3.6 | 525 | 1890 | 22-23
|  | B. Machinery |  |  |  |  | 22-23
|  | Concrete mixer 10/7 cft (0.2/0.8cum) capacity | hour | 1 | 667.5 | 667.5 | 22-23
|  | Needle Vibrator 40mm (Petrole) | hour | 1 | 259.1 | 259.1 | 22-23
|  | water (including for curing) | kl | 1.2 | 95 | 114 | 22-23
|  | Basic Cost for 1.00 Cum |  |  |  | 7089.18 | 22-23
|  | Columns Footings |  |  |  |  | 22-23
|  | Rate for M-20 Nominal Basic Cost 1.00 Cum | cum | 1 | 7089.18 | 7089.18 | 22-23
|  | Centering : Columns Footings material hire charges | cum | 1 | 301 | 301 | 22-23
|  | Centering : Columns Footings Labour charges | cum | 1 | 672 | 672 | 22-23
[6 empty] | 8062.18 | 22-23
|  | Columns Pedastals |  |  |  |  | 22-23
|  | Rate for M-20 Nominal Basic Cost 1.00 Cum | cum | 1 | 7089.18 | 7089.18 | 22-23
|  | Centering : Column Pedastals material hire charges | cum | 1 | 343 | 343 | 22-23
|  | Centering : Column Pedastals Labour charges | cum | 1 | 1069 | 1069 | 22-23
[6 empty] | 8501.18 | 22-23
|  | Plinth Beams |  |  |  |  | 22-23
|  | Rate for M-20 Nominal Basic Cost 1.00 Cum | cum | 1 | 7089.18 | 7089.18 | 22-23
|  | Centering : Plinth Beams material hire charges | cum | 1 | 1453 | 1453 | 22-23
|  | Centering : Plinth Beam Labour charges | cum | 1 | 1620 | 1620 | 22-23
[6 empty] | 10162.18 | 22-23
16 | BLD-CSTN-2-13-B | Reinforced Cement Concrete M-25 Nominal mix (Cement: Fine aggregates: Coarse aggregates) corresponding Table 9 of IS 456 using 20mm size graded machine crushed hard granite metal (coarse aggregate) from approved quarry including cost and conveyance of all materials like Cement, fine aggregate( Sand), coarse aggregate, water etc to site and including sales and other taxes on all marerilas including all operational, incidental and labour charges suxh as machine mixing, laying concrete, curing etc complete but excluding cost of steel and its fabrication charges for finished item of work, but excluding centering, shttering |  |  |  |  | 22-23
|  | Columns, Lintels and RCC Walls in Buildings |  |  |  |  | 22-23
|  | A. Materials |  |  |  |  | 22-23
|  | 20mm HBG Machine Crushed Chips | cum | 0.8 | 2046.91 | 1637.53 | 22-23
|  | Sand for Concrete | cum | 0.4 | 1721 | 688.4 | 22-23
|  | Cement | Kg | 340 | 4700 | 1598 | 22-23
|  | B. Labour |  |  |  |  | 22-23
|  | Mason 1st class | day | 0.167 | 630 | 105.21 | 22-23
|  | Mason 2nd class | day | 0.167 | 565 | 94.36 | 22-23
|  | Mazdoor (both Men and Women) | day | 4.7 | 525 | 2467.5 | 22-23
|  | B. Machinery |  |  |  |  | 22-23
|  | Concrete mixer 10/7 cft (0.2/0.8cum) capacity | hour | 1 | 667.5 | 667.5 | 22-23
|  | Needle Vibrator 40mm (Petrole) | hour | 1 | 259.1 | 259.1 | 22-23
|  | water (including for curing) | kl | 1.2 | 95 | 114 | 22-23
|  | Basic Cost for 1.00 Cum |  |  |  | 7631.6 | 22-23
|  |  |  | GF | FF | SF | 22-23
|  | Columns Basic Rate for 1.00 Cum |  | 7631.6 | 7631.6 | 7631.6 | 22-23
|  | Centering charges for Columns material hire charges |  | 371 | 371 | 371 | 22-23
|  | Centering charges for Columns Labour charges |  | 2415 | 2657 | 2898 | 22-23
|  | Add Lift Charges @ 10%, 20% on Labour charges B |  |  | 532.41 | 1113.01 | 22-23
|  |  |  | 10417.6 | 11192.01 | 12013.61 | 22-23
|  |  |  | GF | FF | SF | 22-23
|  | Lintels Basic Rate for 1.00 Cum |  | 7631.6 | 7631.6 | 7631.6 | 22-23
|  | Centering charges for Lintels material hire charges |  | 1233 | 1233 | 1233 | 22-23
|  | Centering charges for Lintels Labour charges |  | 1720 | 1892 | 2064 | 22-23
|  | Add Lift Charges @ 10%, 20% on Labour charges B |  |  | 455.91 | 946.21 | 22-23
|  |  |  | 10584.6 | 11212.51 | 11874.81 | 22-23
17 | BLD-CSTN-2-13-C | Reinforced Cement Concrete M-25 Nominal mix (Cement: Fine aggregates: Coarse aggregates) corresponding Table 9 of IS 456 using 20mm size graded machine crushed hard granite metal (coarse aggregate) from approved quarry including cost and conveyance of all materials like Cement, fine aggregate( Sand), coarse aggregate, water etc to site and including sales and other taxes on all marerilas including all operational, incidental and labour charges suxh as machine mixing, laying concrete, curing etc complete but excluding cost of steel and its fabrication charges for finished item of work, but excluding centering, shttering |  |  |  |  | 22-23
|  | Roof Slabs and Beams |  |  |  |  | 22-23
|  | A. Materials |  |  |  |  | 22-23
|  | 20mm HBG Machine Crushed Chips | cum | 0.8 | 2046.91 | 1637.53 | 22-23
|  | Sand for Concrete | cum | 0.4 | 1721 | 688.4 | 22-23
|  | Cement | Kg | 340 | 4700 | 1598 | 22-23
|  | B. Labour |  |  |  |  | 22-23
|  | Mason 1st class | day | 0.067 | 630 | 42.21 | 22-23
|  | Mason 2nd class | day | 0.133 | 565 | 75.15 | 22-23
|  | Mazdoor (both Men and Women) | day | 2.5 | 525 | 1312.5 | 22-23
|  | B. Machinery |  |  |  |  | 22-23
|  | Concrete mixer 10/7 cft (0.2/0.8cum) capacity | hour | 0.267 | 667.5 | 178.22 | 22-23
|  | Needle Vibrator 40mm (Petrole) | hour | 0.267 | 259.1 | 69.18 | 22-23
|  | water (including for curing) | kl | 1.2 | 95 | 114 | 22-23
|  | Basic Cost for 1.00 Cum |  |  |  | 5715.19 | 22-23
|  |  |  | GF | FF | SF | 22-23
|  | Roof Beams Basic Rate 1.00 Cum |  | 5715.19 | 5715.19 | 5715.19 | 22-23
|  | Centering charges for Beams material hire charges |  | 2179 | 2179 | 2179 | 22-23
|  | Centering charges for Beams Labour charges |  | 2027 | 2230 | 2432 | 22-23
|  | Add Lift Charges @ 10%, 20% on Labour charges B |  |  | 365.99 | 772.37 | 22-23
|  | 1.00 Cum |  | 9921.19 | 10490.18 | 11098.56 | 22-23
|  |  |  | GF | FF | SF | 22-23
|  | Roof Slabs 100mm Basic Rate 1sqm |  | 5715.19 | 5715.19 | 5715.19 | 22-23
|  | Roof Slabs 100mm Basic Rate 1sqm | 0.1 | 571.52 | 571.52 | 571.52 | 22-23
|  | Centering charges for Roof Slab material hire charges |  | 247 | 247 | 247 | 22-23
|  | Centering charges for Roof Slab Labour charges |  | 241 | 265 | 289 | 22-23
|  | Add Lift Charges @ 10%, 20% on Labour charges B |  |  | 169.49 | 343.77 | 22-23
|  | 1.00 Sqm |  | 1059.52 | 1253.01 | 1451.29 | 22-23
|  |  |  | GF | FF | SF | 22-23
|  | Roof Slabs 125mm Basic Rate 1sqm |  | 5715.19 | 5715.19 | 5715.19 | 22-23
|  | Roof Slabs 125mm Basic Rate 1sqm | 0.125 | 714.4 | 714.4 | 714.4 | 22-23
|  | Centering charges for Roof Slab material hire charges |  | 247 | 247 | 247 | 22-23
|  | Centering charges for Roof Slab Labour charges |  | 241 | 265 | 289 | 22-23
|  | Add Lift Charges @ 10%, 20% on Labour charges B |  |  | 169.49 | 343.77 | 22-23
|  | 1.00 Sqm |  | 1202.4 | 1395.89 | 1594.17 | 22-23
|  |  |  | GF | FF | SF | 22-23
|  | Roof Slabs 150mm Basic Rate 1sqm |  | 5715.19 | 5715.19 | 5715.19 | 22-23
|  | Roof Slabs 125mm Basic Rate 1sqm | 0.15 | 857.28 | 857.28 | 857.28 | 22-23
|  | Centering charges for Roof Slab material hire charges |  | 247 | 247 | 247 | 22-23
|  | Centering charges for Roof Slab Labour charges |  | 241 | 265 | 289 | 22-23
|  | Add Lift Charges @ 10%, 20% on Labour charges B |  |  | 169.49 | 343.77 | 22-23
|  | 1.00 Sqm |  | 1345.28 | 1538.77 | 1737.05 | 22-23
|  | Waist Slab 175mm Basic Rate 1sqm |  | 5715.19 | 5715.19 | 5715.19 | 22-23
|  | Roof Slabs 125mm Basic Rate 1sqm | 0.175 | 1000.16 | 1000.16 | 1000.16 | 22-23
|  | Centering charges for Waist Slab material hire charges |  | 254 | 254 | 254 | 22-23
|  | Centering charges for Waist Slab Labour charges |  | 248 | 273 | 298 | 22-23
|  | Add Lift Charges @ 10%, 20% on Labour charges B |  |  | 170.29 | 345.57 | 22-23
|  | 1.00 Sqm |  | 1502.16 | 1697.45 | 1897.73 | 22-23
|  | Chajjas of 0.50M width with 2" thick |  | GF | FF | SF | 22-23
|  | Basic Rate Chajja 1.00 Cum |  | 5715.19 | 5715.19 | 5715.19 | 22-23
|  | 2.0M X 0.5M X 0.05M = 0.05Cum / 1.00 Sqm | 0.05 | 285.76 | 285.76 | 285.76 | 22-23
|  | Centering charges for Chajja material hire charges | sqm | 243 | 243 | 243 | 22-23
|  | Centering charges for Chajja Labour charges | sqm | 264 | 290 | 317 | 22-23
|  | Add Lift Charges @ 10%, 20% on Labour charges on B |  |  | 171.99 | 174.69 | 22-23
|  | 1.00 Sqm |  | 792.76 | 990.75 | 1020.45 | 22-23
|  | Sunshades of 0.60M width with 3" & 2" thick |  |  |  |  | 22-23
|  |  |  | GF | FF | SF | 22-23
|  | Basic Rate Sunshade 1.00 Cum |  | 5715.19 | 5715.19 | 5715.19 | 22-23
|  | 1.0MX0.6MX(0.075+0.05)2 = 0.0375Cum/1M | 0.0375 | 214.32 | 214.32 | 214.32 | 22-23
|  | Centering charges SS material hire charges | 0.6 | 145.8 | 145.8 | 145.8 | 22-23
|  | Centering charges SS Labour charges | 0.6 | 158.4 | 174 | 190.2 | 22-23
|  | Add Lift Charges @ 10%, 20% on Labour charges on B | 0.6 |  | 96.23 | 194.41 | 22-23
|  | 1.00 RM |  | 518.52 | 630.35 | 744.73 | 22-23
17 | BLD-CSTN-2-13-C | Reinforced Cement Concrete M 25 nominal mix using 12mm size hard granite machine crushed graded metal (coarse aggregate - as per IS 383 - 1970 and IS 2386 Part 1 to Part 8) from approved quarry, using a minimum quantity of 350 kgs. of cement per 1 cum of concrete using concrete Mixer 10 / 7 cft (0.2 / 0.8 cum) capacity including cost and conveyance of all materials like cement, fine aggregate (Sand), coarse aggregate, water etc., to site including centering, shuttering, labour charges such as weigh batching, machine mixing, hire charges of concrete mixer, laying concrete, lift charges, curing etc., for finished item of work (APSS No. 402 & 403) |  |  |  |  | 22-23
|  | for platforms and shelves. |  |  |  |  | 22-23
|  | A. Materials |  |  |  |  | 22-23
|  | 20mm HBG Machine Crushed Chips | cum | 0.8 | 2046.91 | 1637.53 | 22-23
|  | Sand for Concrete | cum | 0.4 | 1721 | 688.4 | 22-23
|  | Cement | Kg | 340 | 4700 | 1598 | 22-23
|  | B. Labour |  |  |  |  | 22-23
|  | Mason 1st class | day | 0.067 | 630 | 42.21 | 22-23
|  | Mason 2nd class | day | 0.133 | 565 | 75.15 | 22-23
|  | Mazdoor (both Men and Women) | day | 2.5 | 525 | 1312.5 | 22-23
|  | B. Machinery |  |  |  |  | 22-23
|  | Concrete mixer 10/7 cft (0.2/0.8cum) capacity | hour | 0.267 | 667.5 | 178.22 | 22-23
|  | water (including for curing) | kl | 1.2 | 95 | 114 | 22-23
|  | Basic Cost for 1.00 Cum |  |  |  | 5646.02 | 22-23
|  |  |  | GF | FF | SF | 22-23
|  | 50mm thick platforms / lofts: 1sqm |  | 5646.02 | 5646.02 | 5646.02 | 22-23
|  | Roof Slabs 50mm Basic Rate 1sqm | 0.05 | 282.3 | 282.3 | 282.3 | 22-23
|  | Hire charges of centering and scaffolding (50% of roof slab) |  | 123.5 | 123.5 | 123.5 | 22-23
|  | Centering charges for Roof Slab Labour charges (50% of roof slab) |  | 120.5 | 132.5 | 144.5 | 22-23
|  | Add Lift Charges @ 10%, 20% on Labour charges B |  |  | 156.24 | 314.87 | 22-23
|  | 1.00 Sqm |  | 526.3 | 694.54 | 865.17 | 22-23
|  |  |  | GF | FF | SF | 22-23
|  | 25mm thick platforms / lofts: 1sqm |  | 5646.02 | 5646.02 | 5646.02 | 22-23
|  | Roof Slabs 50mm Basic Rate 1sqm | 0.025 | 141.15 | 141.15 | 141.15 | 22-23
|  | Hire charges of centering and scaffolding (50% of roof slab) |  | 123.5 | 123.5 | 123.5 | 22-23
|  | Centering charges for Roof Slab Labour charges (50% of roof slab) |  | 120.5 | 132.5 | 144.5 | 22-23
|  | Add Lift Charges @ 10%, 20% on Labour charges B |  |  | 156.24 | 314.87 | 22-23
|  | 1.00 Sqm |  | 385.15 | 553.39 | 724.02 | 22-23
18 |  | Plain Cement Concrete M-25 Nominal mix (Cement: Sand: Metal) corresponding Table 9 of IS 456 using 20mm size graded machine crushed hard granite metal from approved quarry including c/c of all materials like Cement, Sand, coarse aggregate, water etc to site, all marerials including labour charges such as machine mixing, laying concrete, curing etc complete but excluding cost of steel and its fabrication charges for finished item of work |  |  |  |  | 22-23
|  | Steps |  |  |  |  | 22-23
|  | A. Materials |  |  |  |  | 22-23
|  | 20mm HBG Machine Crushed Chips | cum | 0.8 | 2046.91 | 1637.53 | 22-23
|  | Sand for Concrete | cum | 0.4 | 1721 | 688.4 | 22-23
|  | Cement | Kg | 340 | 4700 | 1598 | 22-23
|  | B. Labour |  |  |  |  | 22-23
|  | Mason 1st class | day | 0.1 | 630 | 63 | 22-23
|  | Mason 2nd class | day | 1.39 | 565 | 785.35 | 22-23
|  | B. Machinery |  |  |  |  | 22-23
|  | Concrete mixer 10/7 cft (0.2/0.8cum) capacity | hour | 0.308 | 667.5 | 205.59 | 22-23
|  | Needle Vibrator 40mm (Petrole) | hour | 0.308 | 259.1 | 79.8 | 22-23
|  | water (including for curing) | kl | 1.2 | 95 | 114 | 22-23
|  | Basic Cost for 1.00 Cum |  |  |  | 5171.67 | 22-23
|  |  |  | GF | FF | FF | 22-23
|  | For Steps Basic Rate 1.00 Cum |  | 5171.67 | 5171.67 | 5171.67 | 22-23
|  | Centering charges for Beams material hire charges |  | 67 | 67 | 67 | 22-23
|  | Centering charges for Beams Labour charges |  | 363 | 363 | 363 | 22-23
|  | Add Lift Charges @ 10%, 20% on Labour charges B |  |  | 121.14 | 242.27 | 22-23
|  | 1.00 Cum |  | 5601.67 | 5722.81 | 5843.94 | 22-23
18 | BLD-CSTN- 2-18 Amendment | Supplying, fitting & placing HYSD bar reinforcement in foundation complete as per drawings and technical Specifications including labour charges for cutting, bending to required sizes and shapes, placing in position and tying with binding wire, forming grills for reinforcement work including cost and conveyance of steel bars below 36mm dia including overlaps and wastage, where they are not welded |  |  |  |  | 22-23
|  | Unit = tonne |  |  |  |  | 22-23
|  | Taking Output 1.000 tonne |  |  |  |  | 22-23
| a) | Material |  |  |  |  | 22-23
|  | HYSD Bars including 5% for overlaps & wastage | t | 1.05 | 75520 | 79296 | 22-23
|  | Binding wire | Kg | 6 | 70 | 420 | 22-23
| b) | Labour for cutting, bending, shifting to site, tying and placing in position |  |  |  |  | 22-23
|  | Bar bender | day | 10 | 750 | 7500 | 22-23
|  | Mazdoor (Un-Skilled) | day | 10 | 525 | 5250 | 22-23
|  | Rate per 1.000 tonne |  |  |  | 92466 | 22-23
|  |  |  | GF | FF | SF | 22-23
|  | Basic Rate |  | 92466 | 92466 | 92466 | 22-23
|  | Add Lift Charges @ 10%, 20% on Labour charges B |  |  | 1275 | 2550 | 22-23
|  | Rate per 1.00 MT |  | 92466 | 93741 | 95016 | 22-23
20 | Amendment ofasper Building SSR 2011-12 | Providing Mild Steel (MS) steel bars of different diameters for RCC works , including labour charges for straightening, cutting, bending to required sizes and shapes, placing in position with cover blocks of approved materials and size and tying and welding using electrodes, forming grills for reinforcement work as per approved designs and drawings, including cost and conveyance of steel bars, including all wastages such as overlaps, couplings, welding, chairs, spacer bars including cost and conveyance of binding wire, cover blocks and all incidental, operational, labour charges such as cutting, bending, placing in position, welding including sales and other taxes on all materials etc., complete for finished item of work. |  |  |  |  | 22-23
|  | Unit = t |  |  |  |  | 22-23
|  | (a) Material |  |  |  |  | 22-23
|  | HYSD/ TMT/ MS bars including 2.5 per cent for wastage | t | 1.025 | 73160 | 74989 | 22-23
|  | Welding Electrodes @ 5 per joint (14 joints / ton) | each | 70 | 16 | 1120 | 22-23
|  | Binding wire ( MATERIAL & WORK ITEM RATES S.No.173) | kg | 3 | 70 | 210 | 22-23
|  | (b) Labour for cutting, bending, shifting to site, tying and placing in position |  |  |  |  | 22-23
|  | Welder | day | 2.5 | 615 | 1537.5 | 22-23
|  | Black smith | day | 10 | 590 | 5900 | 22-23
|  | Mazdoor (Unskilled) | day | 10 | 525 | 5250 | 22-23
|  | Welding Charges (Hire charges of Welding Machine) | Hr | 10 | 117.7 | 1177 | 22-23
|  | Rate per tonne |  |  |  | 90183.5 | 22-23
|  | Rate per Kg |  |  |  | 90.18 | 22-23
19 |  | Supplying & fixing of Iron Doors and Windows Grills including labour charges for fabricating steel including cost of welding rods, power charges & fixing the grill in position etc complete |  |  |  |  | 22-23
|  | Unit = Kg |  |  |  |  | 22-23
| a) | Material |  |  |  |  | 22-23
|  | Structural steel angles for grills including wastage | Kg | 1.025 | 73.16 | 74.99 | 22-23
| b) | Labour charge fabricating steel grills BMM.V.14 | Kg | 1 | 30 | 30 | 22-23
|  | Labour charg fixing grill in position BMM.V.15 | day | 1 | 6 | 6 | 22-23
|  | Rate per 1.00 Kg |  |  |  | 110.99 | 22-23
5 |  | Supply and fixing of ornamental grill made of 20mm x 10mm MS flats and MS Grill 8mm x 8mm for fixing in fan light portion and side fixed panels for door cum window as per the approved drawing including cutting the flat to required length, welding, painting with red oxide single coat including cost and conveyance of all materials, labour charges etc., complete for finished otem of work. |  |  |  |  | 22-23
| a) | Material |  |  |  |  | 22-23
|  | Cost of MS flats | Kg | 43.51 | 73.16 | 3183.19 | 22-23
|  | Cost of MS Grill | Kg | 14.4 | 75.52 | 1087.49 | 22-23
| b) | Labour charge fabricating steel grills BMM.V.14 | Kg | 57.91 | 30 | 1737.3 | 22-23
|  | Labour charg fixing grill in position BMM.V.15 | day | 57.91 | 6 | 347.46 | 22-23
|  | Rate per 2.025 Sqm |  |  |  | 6355.44 | 22-23
|  | Rate per 1.00 Sqm |  |  |  | 3138.49 | 22-23
23 |  | Supplying & fixing of MS tubes & Pipes including labour charges for fabricating steel including cost of welding rods, power charges & fixing the grill in position etc complete |  |  |  |  | 22-23
|  | Unit = Kg |  |  |  |  | 22-23
| a) | Material |  |  |  |  | 22-23
|  | MS Tubes and pipes BMT-F.04 | Kg | 1.025 | 76 | 77.9 | 22-23
| b) | Labour charge fabricating steel grills BMM.V.16 | Kg | 1 | 26 | 26 | 22-23
|  | Labour charg fixing grill in position BMM.V.17 | day | 1 | 23 | 23 | 22-23
|  | Rate per 1.00 Kg |  |  |  | 126.9 | 22-23
22 |  | Supplying and fixing of stainless steel (grade 304) hand railing as per approved drawing with top rail of 50mm dia pipe and 2mm thick medium class and vertical posts of 25mm dia and 1.6mm thick medium class 1 No for each step fixed with base plate of 75mm dia using bonding agent and anchor fastner and welding, drilling of 25mm dia holes with pneumatic compressor for fixing railing, buffing, polishing all members of the railing thouroughly , lacquer finishing to present seamless finish including cost and conveyance of all materials, electrodes, welding charges, cost of all consumables, labour charges , overheads & contractors profit etc., complete for finished item of work. |  |  |  |  | 22-23
|  | Taking output = 4.60 Rm |  |  |  |  | 22-23
|  | 50mm dia SS pipe ( 1 x 4.60) | 4.6 | 2.39 | 10.99 |  | 22-23
|  | 25mm dia SS pipe (8 x 0.90) | 11.7 | 0.89 | 10.41 |  | 22-23
[5 empty] | 21.4 |  | 22-23
|  | Stainless Steel Tubes BMT-F.06 | Kg | 21.4 | 414 | 8859.6 | 22-23
|  | Labour charge fabricating stainless steel railing BMM-V.18 | Kg | 21.4 | 144 | 3081.6 | 22-23
|  | Drilling of 25mm dia hole(13 x 0.10) | Rm | 1.3 | 220 | 286 | 22-23
|  | Base Plate 75mm dia. | No | 13 | 80 | 1040 | 22-23
|  | Add for anchor bars | No | 13 | 30 | 390 | 22-23
|  | Add for bonding | No | 13 | 15 | 195 | 22-23
|  | Rate per 4.60 Rm |  |  |  | 13852.2 | 22-23
|  | Rate per 1.00 Rm |  |  |  | 3011.35 | 22-23
|  | Rate per 1.00 Sqm (Rm Quantity / 0.90) |  |  |  | 3345.94 | 22-23
25 |  | Supplying and fixing of stainless steel (grade 304) railing for ramp as per approved drawing with top rail of 50mm dia pipe and 2mm thick medium class fixed in to wall with 25mm dia pipe of 0.30m length @ 1m centre to centre and welding, buffing, polishing all members of the railing thouroughly , lacquer finishing to present seamless finish including cost and conveyance of all materials, electrodes, welding charges, cost of all consumables, labour charges , overheads & contractors profit etc., complete for finished item of work. |  |  |  |  | 22-23
|  | Taking output = 10.00 Rm |  |  |  |  | 22-23
|  | 50mm dia SS pipe ( 1 x 10.00) | 10 | 2.39 | 23.9 |  | 22-23
|  | 25mm dia SS pipe (9 x 0.30) | 2.7 | 0.89 | 2.4 |  | 22-23
[5 empty] | 26.3 |  | 22-23
|  | Stainless Steel Tubes BMT-F.06 | Kg | 26.3 | 414 | 10888.2 | 22-23
|  | Labour charge fabricating stainless steel railing BMM-V.18 | Kg | 26.3 | 144 | 3787.2 | 22-23
|  | Drilling of 25mm dia hole(9 x 0.10) | Rm | 0.9 | 220 | 198 | 22-23
|  | Base Plate 25mm dia. | No | 9 | 30 | 270 | 22-23
|  | Rate per 10.00 Rm |  |  |  | 15143.4 | 22-23
|  | Rate per 1.00 Rm |  |  |  | 1514.34 | 22-23
25 |  | Supplying & fixing of Stainless Steel Tubes using stainless steel welding rods including buffing, polishing, lacquer finishing, to present seamless finish |  |  |  |  | 22-23
|  | Stainless Steel Tubes BMT-F.06 | Kg | 1.025 | 414 | 424.35 | 22-23
|  | Labour charge fabricating stainless steel railing BMM-V.18 | Kg | 1 | 144 | 144 | 22-23
|  | Rate per 1Kg |  |  |  | 568.35 | 22-23
26 | BLD-CSTN-4-9 | Random Rubble mansonary in CM(1:6) including Cost and Conveyance of all materials and curing charges but excluding unskilled wages etc., complete for finished item of work |  |  |  |  | 22-23
|  | Unit = 1 Cum |  |  |  |  | 22-23
|  | A. Materials |  |  |  |  | 22-23
|  | Cement | Kg | 59.4 | 4700 | 279.18 | 22-23
|  | Rough stone | cum | 1.1 | 1039.9 | 1143.89 | 22-23
|  | Fine aggregate (Sand) for Mortor | cum | 0.33 | 1816 | 599.28 | 22-23
|  | B. Labour |  |  |  |  | 22-23
|  | Mason 1st class | day | 1.2 | 630 | 756 | 22-23
|  | Mazdoor (un-skilled) | day | 2 | 525 | 1050 | 22-23
|  | Rate per 1.00 Cum |  |  |  | 3828.35 | 22-23
20 | BLD-CSTN- 3-1a (iv) | Brick Masonary for Basement with CM (1:6) proportion using 2nd class traditional bricks of size 23X11X7 cms having minimum crushing strength of 40kg/cm2 including c/c of all materials like Cement, Sand, Bricks, water etc including seigniorage, sales and other taxes on all marerilas including all operational, incidental and labour charges such as mixing cement mortar , Scaffolding charges, etc complete for finished item of work (APSS No 501 & 504) |  |  |  |  | 22-23
|  | Unit = 1 Cum |  |  |  |  | 22-23
|  | A. Materials |  |  |  |  | 22-23
|  | Cement | Kg | 48 | 4700 | 225.6 | 22-23
|  | Bricks traditional size 23X11X7cms 2nd class | No's | 512 | 8716 | 4462.59 | 22-23
|  | Fine aggregate (Sand) for Mortar | cum | 0.2 | 1816 | 363.2 | 22-23
|  | B. Labour |  |  |  |  | 22-23
|  | Mason 1st class | day | 0.24 | 630 | 151.2 | 22-23
|  | Mason 2nd class | day | 0.56 | 565 | 316.4 | 22-23
|  | Mazdoor (un-skilled) | day | 1.89 | 525 | 992.25 | 22-23
|  | Rate per 1.00 Cum |  |  |  | 6511.24 | 22-23
|  |  |  | GF | FF | SF | 22-23
|  | Basic Rate for Walls |  | 6511.24 | 6511.24 | 6511.24 | 22-23
|  | scaffolding material hire charge Rs 10.32 / Sqm | 4.35 | 46.89 | 46.89 | 46.89 | 22-23
|  | scaffolding Lab cha 79.46, 113.78 & 148.09/Sqm | 4.35 | 368.1 | 527.13 | 686.08 | 22-23
|  | Add Lift Charges @ 10%, 20% on Labour charges B |  |  | 198.7 | 429.19 | 22-23
|  | Rate per 1.00 Cum |  | 6926.23 | 7283.96 | 7673.4 | 22-23
8 | BLD-CSTN- 3-1a (v) | Brick Masonary for Superstructure with CM (1:8) proportion using 2nd class traditional bricks of size 23X11X7 cms having minimum crushing strength of 40kg/cm2 including c/c of all materials like Cement, Sand, Bricks, water etc including seigniorage, sales and other taxes on all marerilas including all operational, incidental and labour charges such as mixing cement mortar , Scaffolding charges, etc complete for finished item of work (APSS No 501 & 504) |  |  |  |  | 22-23
|  | Unit = 1 Cum |  |  |  |  | 22-23
|  | A. Materials |  |  |  |  | 22-23
|  | Cement | Kg | 36 | 4700 | 169.2 | 22-23
|  | Bricks traditional size 23X11X7cms 2nd class | No's | 512 | 8716 | 4462.59 | 22-23
|  | Fine aggregate (Sand) for Mortar | cum | 0.2 | 1816 | 363.2 | 22-23
|  | B. Labour |  |  |  |  | 22-23
|  | Mason 1st class | day | 0.24 | 630 | 151.2 | 22-23
|  | Mason 2nd class | day | 0.56 | 565 | 316.4 | 22-23
|  | Mazdoor (un-skilled) | day | 1.89 | 525 | 992.25 | 22-23
|  | Rate per 1.00 Cum |  |  |  | 6454.84 | 22-23
|  |  |  | GF | FF | SF | 22-23
|  | Basic Rate for Walls |  | 6454.84 | 6454.84 | 6454.84 | 22-23
|  | scaffolding material hire charge Rs 10.32 / Sqm | 4.35 | 46.89 | 46.89 | 46.89 | 22-23
|  | scaffolding Lab cha 79.46, 113.78 & 148.09/Sqm | 4.35 | 368.1 | 527.13 | 686.08 | 22-23
|  | Add Lift Charges @ 10%, 20% on Labour charges B |  |  | 198.7 | 429.19 | 22-23
|  | Rate per 1.00 Cum |  | 6869.83 | 7227.56 | 7617 | 22-23
21 | BLD-CSTN- 3-3 | 11.5 cm wide Brick masonry for super-structure on ground floor in cm (1:4) using second class traditional size bricks including cost of all materials, seigniorage charges, labour and all operations for constructing half brick masonry, mixing cement mortar, curing etc., complete for finished item of work, but excluding conveyance charges of materials. |  |  |  |  | 22-23
|  | Unit = 1 sqm |  |  |  |  | 22-23
|  | A. Materials |  |  |  |  | 22-23
|  | Cement | Kg | 72 | 4700 | 338.4 | 22-23
|  | Bricks traditional size 23X11X7cm 2nd class | No's | 565 | 8716 | 4924.54 | 22-23
|  | Fine aggregate (Sand) for Mortar | cum | 0.22 | 1816 | 399.52 | 22-23
|  | B. Labour |  |  |  |  | 22-23
|  | Mason 1st class | day | 0.6 | 630 | 378 | 22-23
|  | Mason 2nd class | day | 0.6 | 565 | 339 | 22-23
|  | Mazdoor (un-skilled) | day | 2.75 | 525 | 1443.75 | 22-23
|  | Rate per 10.00 Sqm |  |  |  | 7823.21 | 22-23
|  |  |  | GF | FF | SF | 22-23
|  | Basic Rate for Walls |  | 7823.21 | 7823.21 | 7823.21 | 22-23
|  | scaffoldi material hire charge | 8.7 | 93.79 | 93.79 | 93.79 | 22-23
|  | scaffold Lab charges | 8.7 | 736.194 | 1054.266 | 1372.164 | 22-23
|  | Add Lift Charges @ 10%, 20% on Labour charges B |  |  | 321.5016 | 706.5828 | 22-23
|  | Rate per 10 Sqm |  | 8653.194 | 9292.7676 | 9995.7468 | 22-23
|  | Rate per 1.00 Sqm |  | 865.32 | 929.28 | 999.57 | 22-23
30 | BLD-CSTN-6-18 | Masonry work in CM (1:8) prop with Flyash Cement solid blocks of size 290 x 225 x 140 mm for manufacturing of flyash solid blocks using flyash of 80 kgs, cement of 15 kgs. Gypsum of 5 kgs. and stone dust including cost and conveyance of all materials, labour charges, seiniorage charges, scaffolding and curing etc., cpomplete with a compresive streangth not lessthan 50 kg/sqm for walls for Superstructure Walls. |  |  |  |  | 22-23
|  | Unit = 1 Cum |  |  |  |  | 22-23
|  | A. Materials |  |  |  |  | 22-23
|  | No of blocks required for one cum of Masonry BMT-A.03 | No's | 110 | 30 | 3300 | 22-23
|  | Cost of Cement Mortar (1:6) | cum | 0.1 | 3139.8 | 313.98 | 22-23
|  | B. Labour |  |  |  |  | 22-23
|  | Mason 1st class | day | 0.42 | 630 | 264.6 | 22-23
|  | Mason 2nd class | day | 0.92 | 565 | 519.8 | 22-23
|  | Man Mazdoor | day | 0.7 | 525 | 367.5 | 22-23
|  | Woman Mazdoor | day | 2.1 | 525 | 1102.5 | 22-23
|  | Rate per 1.00 Cum |  |  |  | 5868.38 | 22-23
|  |  |  | GF | FF | SF | 22-23
|  | Basic Rate for Walls |  | 5868.38 | 5868.38 | 5868.38 | 22-23
|  | scaffolding material hire charge | 4.35 | 44.89 | 44.89 | 44.89 | 22-23
|  | scaffolding Lab charges | 4.35 | 368.1 | 527.13 | 686.08 | 22-23
|  | Add Lift Charges @ 10%, 20% on Labour charges B |  |  | 278.15 | 588.1 | 22-23
|  | Rate per 1.00 Cum |  | 6281.37 | 6718.55 | 7187.45 | 22-23
9 | BLD-CSTN-6-1 | Ceiling Plastering in CM (1:3) 12mm thick with dubara sponge finishing including cost and conveyance of all materials including all labour charges such as mixing cement mortar and curing etc complete for finished item of work (APSS 901 & 903) as per Amendment Data SoR 16-17 |  |  |  |  | 22-23
|  | Unit = 10 Sqm |  |  |  |  | 22-23
|  | A. Materials |  |  |  |  | 22-23
|  | Cement Mortar (1:3) | cum | 0.15 | 4267.8 | 640.17 | 22-23
|  | B. Labour |  |  |  |  | 22-23
|  | Mason 1st class | day | 0.45 | 630 | 283.5 | 22-23
|  | Mason 2nd class | day | 1.05 | 565 | 593.25 | 22-23
|  | Mazdoor (un-skilled) | day | 2.8 | 525 | 1470 | 22-23
|  | Rate per 10.00 Sqm |  |  |  | 2986.92 | 22-23
|  |  |  | GF | FF | SF | 22-23
|  | Basic Rate 10.00sqm |  | 2986.92 | 2986.92 | 2986.92 | 22-23
|  | scaffolding material hire charges | 10 | 25.7 | 25.7 | 25.7 | 22-23
|  | scfolding Lab charg | 10 | 169.4 | 240.4 | 311.3 | 22-23
|  | Add Lift Charges @ 10%, 20% on Labour charges B |  |  | 258.72 | 531.61 | 22-23
|  | Rate per 10.00 Sqm |  | 3182.02 | 3511.74 | 3855.53 | 22-23
|  | Rate per 1.00 Sqm |  | 318.2 | 351.17 | 385.55 | 22-23
5 | BLD-CSTN-6-3 | Plastering in CM (1:5) 12mm thick single coat including c/c of all materials including all operational, incidental and labour charges such as mixing cement mortar and curing etc complete for finished item of work (APSS 901, 903 & 904) for internal walls as per Amendment Data SoR 16-17 |  |  |  |  | 22-23
|  | Unit = 10 Sqm |  |  |  |  | 22-23
|  | A. Materials |  |  |  |  | 22-23
|  | Cement Mortar (1:5) | cum | 0.15 | 3365.4 | 504.81 | 22-23
|  | B. Labour |  |  |  |  | 22-23
|  | Mason 1st class | day | 0.45 | 630 | 283.5 | 22-23
|  | Mason 2nd class | day | 1.05 | 565 | 593.25 | 22-23
|  | Mazdoor (un-skilled) | day | 2.8 | 525 | 1470 | 22-23
|  | Rate per 10.00 Sqm |  |  |  | 2851.56 | 22-23
|  |  |  | GF | FF | SF | 22-23
|  | Basic Rate 10.00sqm |  | 2851.56 | 2851.56 | 2851.56 | 22-23
|  | scaffolding material hire charges | 10 | 10.8 | 10.8 | 10.8 | 22-23
|  | scfolding Lab charges | 10 | 84.7 | 121.2 | 157.7 | 22-23
|  | Add Lift Charges @ 10%, 20% on Labour charges B |  |  | 246.8 | 500.89 | 22-23
|  | Rate per 10.00 Sqm |  | 2947.06 | 3230.36 | 3520.95 | 22-23
|  | Rate per 1.00 Sqm |  | 294.71 | 323.04 | 352.1 | 22-23
6 | BLD-CSTN-6-3 | Plastering in CM (1:5) 20mm thick single coat including c/c of all materials including all operational, incidental and labour charges such as mixing cement mortar and curing etc complete for finished item of work (APSS 901, 903 & 904) for External walls as per Amendment Data SoR 16-17 |  |  |  |  | 22-23
|  | Unit = 10 Sqm |  |  |  |  | 22-23
|  | A. Materials |  |  |  |  | 22-23
|  | Cement Mortar (1:5) | cum | 0.21 | 3365.4 | 706.73 | 22-23
|  | B. Labour |  |  |  |  | 22-23
|  | Mason 1st class | day | 0.45 | 630 | 283.5 | 22-23
|  | Mason 2nd class | day | 1.05 | 565 | 593.25 | 22-23
|  | Mazdoor (un-skilled) | day | 2.8 | 525 | 1470 | 22-23
|  | Rate per 10.00 Sqm |  |  |  | 3053.48 | 22-23
|  |  |  | GF | FF | SF | 22-23
|  | Basic Rate 10.00sqm |  | 3053.48 | 3053.48 | 3053.48 | 22-23
|  | scaffolding material hire charges | 10 | 10.8 | 10.8 | 10.8 | 22-23
|  | scfolding Lab charg | 10 | 84.7 | 121.2 | 157.7 | 22-23
|  | Add Lift Charges @ 10%, 20% on Labour charges B |  |  | 246.8 | 500.89 | 22-23
|  | Rate per 10.00 Sqm |  | 3148.98 | 3432.28 | 3722.87 | 22-23
|  | Rate per 1.00 Sqm |  | 314.9 | 343.23 | 372.29 | 22-23
34 | BLD-CSTN-6-3 | Plastering in CM (1:3) 20mm thick single coat including c/c of all materials including all operational, incidental and labour charges such as mixing cement mortar and curing etc complete for finished item of work (APSS 901, 903 & 904) for External walls as per Amendment Data SoR 16-17 |  |  |  | BLD-CSTN-6-3 | 22-23
|  | Unit = 10 Sqm |  |  |  |  | 22-23
|  | A. Materials |  |  |  |  | 22-23
|  | Cement Mortar (1:3) | cum | 0.21 | 4267.8 | 896.24 | 22-23
|  | B. Labour |  |  |  |  | 22-23
|  | Mason 1st class | day | 0.45 | 630 | 283.5 | 22-23
|  | Mason 2nd class | day | 1.05 | 565 | 593.25 | 22-23
|  | Mazdoor (un-skilled) | day | 2.8 | 525 | 1470 | 22-23
|  | Rate per 10.00 Sqm |  |  |  | 3242.99 | 22-23
|  |  |  | GF | FF | SF | 22-23
|  | Basic Rate 10.00sqm |  | 3242.99 | 3242.99 | 3242.99 | 22-23
|  | scaffolding material hire charges | 10 | 10.8 | 10.8 | 10.8 | 22-23
|  | scfolding Lab charg | 10 | 84.7 | 121.2 | 157.7 | 22-23
|  | Add Lift Charges @ 10%, 20% on Labour charges B |  |  | 246.8 | 500.89 | 22-23
|  | Rate per 10.00 Sqm |  | 3338.49 | 3621.79 | 3912.38 | 22-23
|  | Rate per 1.00 Sqm |  | 333.85 | 362.18 | 391.24 | 22-23
10 | BLD-CSTN-6-10 | Plastering to brick masonary wall with 12mm thick double coat in CM (1:5) 8 mm thick base coat and CM (1:3) of 4mm thick top coat with dubara sponge finish including c/c of all materials including all operational, incidental and labour charges such as mixing cement mortar and curing etc complete for finished item of work (APSS 901, 903 & 904) |  |  |  |  | 22-23
|  | Unit = 10 Sqm |  |  |  |  | 22-23
|  | Base Coat in CM(1:6), 16 mm thick |  |  |  |  | 22-23
|  | Cement | Kg | 31.7 | 4700 | 148.99 | 22-23
|  | Sand Aggregate | cum | 0.11 | 1816 | 199.76 | 22-23
|  | Base Coat in CM(1:4), 4 mm thick |  |  |  |  | 22-23
|  | Cement | Kg | 19.2 | 4700 | 90.24 | 22-23
|  | Sand Aggregate | cum | 0.04 | 1816 | 72.64 | 22-23
|  | B. Labour |  |  |  |  | 22-23
|  | Mason 1st class | day | 0.63 | 630 | 396.9 | 22-23
|  | Mason 2nd class | day | 1.47 | 565 | 830.55 | 22-23
|  | Mazdoor (un-skilled) | day | 3.9 | 525 | 2047.5 | 22-23
|  | Rate per 10.00 Sqm |  |  |  | 3786.58 | 22-23
|  |  |  | GF | FF | SF | 22-23
|  | Basic Rate 10.00sqm |  | 3786.58 | 3786.58 | 3786.58 | 22-23
|  | scaffolding material hire charges | 10 | 10.8 | 10.8 | 10.8 | 22-23
|  | scfolding Lab charg | 10 | 84.7 | 121.2 | 157.7 | 22-23
|  | Add Lift Charges @ 10%, 20% on Labour charges B |  |  | 339.62 | 686.53 | 22-23
|  | Rate per 10.00 Sqm |  | 3882.08 | 4258.2 | 4641.61 | 22-23
|  | Rate per 1.00 Sqm |  | 388.21 | 425.82 | 464.16 | 22-23
22 | BLD-CSTN-6-9 | Plastering to brick masonary wall with 20mm thick double coat in CM (1:6) 16 mm thick base coat and CM (1:4) of 4mm thick top coat with dubara sponge finish including c/c of all materials including all operational, incidental and labour charges such as mixing cement mortar and curing etc complete for finished item of work (APSS 901, 903 & 904) |  |  |  |  | 22-23
|  | Unit = 10 Sqm |  |  |  |  | 22-23
|  | Base Coat in CM(1:6), 16 mm thick |  |  |  |  | 22-23
|  | Cement | Kg | 43 | 4700 | 202.1 | 22-23
|  | Sand Aggregate | cum | 0.18 | 1816 | 326.88 | 22-23
|  | Base Coat in CM(1:4), 4 mm thick |  |  |  |  | 22-23
|  | Cement | Kg | 14.5 | 4700 | 68.15 | 22-23
|  | Sand Aggregate | cum | 0.04 | 1816 | 72.64 | 22-23
|  | B. Labour |  |  |  |  | 22-23
|  | Mason 1st class | day | 0.63 | 630 | 396.9 | 22-23
|  | Mason 2nd class | day | 1.47 | 565 | 830.55 | 22-23
|  | Mazdoor (un-skilled) | day | 3.9 | 525 | 2047.5 | 22-23
|  | Rate per 10.00 Sqm |  |  |  | 3944.72 | 22-23
|  |  |  | GF | FF | SF | 22-23
|  | Basic Rate 10.00sqm |  | 3944.72 | 3944.72 | 3944.72 | 22-23
|  | scaffolding material hire charges | 10 | 10.8 | 10.8 | 10.8 | 22-23
|  | scfolding Lab charg | 10 | 84.7 | 121.2 | 157.7 | 22-23
|  | Add Lift Charges @ 10%, 20% on Labour charges B |  |  | 339.62 | 686.53 | 22-23
|  | Rate per 10.00 Sqm |  | 4040.22 | 4416.34 | 4799.75 | 22-23
|  | Rate per 1.00 Sqm |  | 404.02 | 441.63 | 479.98 | 22-23
37 |  | RCM facia 5cm thick in CM (1:3) for drop walls, fins with rabbit wire mesh & nominal reinforcement as directed by Engineer-in-charge with dubara sponge finishing, including cost & conveyance of all materials to site, seigniorage charges, sales & other taxes on all materials, operational & incidental, cost and conveyance of cement, wire mesh, water to work site, centering, scaffolding and form work, lift charges etc., complete for finished items of work but excluding cost of steel & its fabrication charges, for finished item of work. (APSS No.403 & 903) |  |  |  |  | 22-23
|  | Unit = 10 sqm |  |  |  |  | 22-23
|  | A. MATERIALS: |  |  |  |  | 22-23
|  | Rabbit wire mesh (1.0 M panna for 0.6 M drop) | sqm | 13.3 | 21 | 279.3 | 22-23
|  | Cement Mortar 1:3 for 25 mm thick | cum | 0.25 | 4267.8 | 1066.95 | 22-23
|  | Dry Cement for making Lumps | kg | 50 | 4700 | 235 | 22-23
|  | 12 mm Plastering 2 coats in 1:4 & 1:2 cm both sides | sqm | 21.8 | 388.21 | 8462.98 | 22-23
|  | B) LABOUR CHARGES |  |  |  |  | 22-23
|  | 1st Class Mason | day | 8 | 630 | 5040 | 22-23
|  | Miller Operator | day | 1 | 565 | 565 | 22-23
|  | Mazdoor (unskilled) | day | 10 | 525 | 5250 | 22-23
|  | c) Machinery |  |  |  |  | 22-23
|  | Machine Mixing Mortar with Miller - Hire charges | Hrs | 2 | 667.5 | 1335 | 22-23
|  | BASIC COST per 10 sqm |  |  | Rs | 22234.23 | 22-23
|  |  |  | GF | FF |  | 22-23
|  | Basic Rate |  | 22234.23 | 22234.23 |  | 22-23
|  | Add extra for Scaffolding Material Charges | 10 | 10.8 | 10.3 |  | 22-23
|  | Add extra for Scaffolding labour Charges @ | 10 | 84.7 | 121.2 |  | 22-23
|  | Add Labour Comp on LC | 10 | 0 | 1097.62 |  | 22-23
|  | BASIC COST per 10 sqm |  | 22329.73 | 23463.35 |  | 22-23
|  | BASIC COST per 1 sqm GF |  | 2232.97 | 2346.34 |  | 22-23
12 | BLD-CSTN-8-25 | Providing impervious coat to exposed RCC Roof Slab surface with CM (1:3) 12mm thick with 1Kg of water proof compound per bag of Cement laid over roof when it is green including c/c of all materials and labour charges for mixing mortar, laying, rendering smooth and thread lining, cutting, rounding off junctions of wall and slab etc for finished item of work (APSS 901, 903) |  |  |  |  | 22-23
|  | Unit = 10 Sqm |  |  |  |  | 22-23
|  | A. Materials |  |  |  |  | 22-23
|  | Cement Mortar (1:3) | cum | 0.15 | 4267.8 | 640.17 | 22-23
|  | Impervious water proofing compound Mat-00081 | Kg | 2 | 85 | 170 | 22-23
|  | B. Labour |  |  |  |  | 22-23
|  | Mason 1st class | day | 0.45 | 630 | 283.5 | 22-23
|  | Mason 2nd class | day | 1.05 | 565 | 593.25 | 22-23
|  | Mazdoor (un-skilled) | day | 2.8 | 525 | 1470 | 22-23
|  | Rate per 10.00 Sqm |  |  |  | 3156.92 | 22-23
|  |  |  | GF | FF | FF | 22-23
|  | Basic Rate 10.00sqm |  | 3156.92 | 3156.92 | 3156.92 | 22-23
|  | Add Lift Charges @ 10%, 20% on Labour charges B |  |  | 234.675 | 469.35 | 22-23
|  | Rate per 10.00 Sqm |  | 3156.92 | 3391.595 | 3626.27 | 22-23
|  | Rate per 1.00 Sqm |  | 315.69 | 339.16 | 362.63 | 22-23
39 | BLD-CSTN-8-25 | Providing impervious coat to exposed RCC Roof Slab surface with CM (1:3) 20mm thick with 1Kg of water proof compound per bag of Cement laid over roof when it is green including c/c of all materials and labour charges for mixing mortar, laying, rendering smooth and thread lining, cutting, rounding off junctions of wall and slab etc for finished item of work (APSS 901, 903) |  |  |  | BLD-CSTN- 8 -25 | 22-23
|  | Unit = 10 Sqm |  |  |  |  | 22-23
|  | A. Materials |  |  |  |  | 22-23
|  | Cement Mortar (1:3) | cum | 0.21 | 3139.8 | 659.36 | 22-23
|  | Impervious water proofing compound Mat-00081 | Kg | 2 | 85 | 170 | 22-23
|  | B. Labour |  |  |  |  | 22-23
|  | Mason 1st class | day | 0.66 | 630 | 415.8 | 22-23
|  | Mason 2nd class | day | 1.54 | 565 | 870.1 | 22-23
|  | Mazdoor (un-skilled) | day | 3.7 | 525 | 1942.5 | 22-23
|  | Rate per 10.00 Sqm |  |  |  | 4057.76 | 22-23
|  |  |  | GF | FF | SF | 22-23
|  | Basic Rate 10.00sqm |  | 4057.76 | 4057.76 | 4057.76 | 22-23
|  | Add Lift Charges @ 10%, 20% on Labour charges B |  |  | 322.84 | 645.68 | 22-23
|  | Rate per 10.00 Sqm |  | 4057.76 | 4380.6 | 4703.44 | 22-23
|  | Rate per 1.00 Sqm |  | 405.78 | 438.06 | 470.34 | 22-23
18 | BLD-CSTN-7-7 | Flooring with high polished granite 16 to 18 mm mm thick slabs other than black set over base coat of cement mortar (1:8), 20 mm thick over CC bed already laid or RCC roof slab, including neat cement slurry of honey like consistency spread @ 3.3.kgs per sqm & jointed neatly with white cement paste mixed with pigment of matching shade to full depth, including cost of all materials like cement, sand water and tilesetc., complete, including seigniorage charges, labour charges for dressing of tilesetc., complete for finished item of work, but excluding the cost of conveyance of all materials |  |  |  | BLD-CSTN-7-7 | 22-23
|  | Unit = 10 Sqm |  |  |  |  | 22-23
|  | A. Materials |  |  |  |  | 22-23
|  | High polished granite 16 to 18 mm thick slab other than black | sqm | 10.5 | 2257.744 | 23706.31 | 22-23
|  | Cement for CM (1:8) proportion for basecoat | Kg | 36 | 4700 | 169.2 | 22-23
|  | Cement for slurry | Kg | 33 | 4700 | 155.1 | 22-23
|  | Cement for jointing | Kg | 6 | 4700 | 28.2 | 22-23
|  | Sand for Mortar CM (1:8) proportion | cum | 0.2 | 1816 | 363.2 | 22-23
|  | B. Labour |  |  |  |  | 22-23
|  | Mason 1st class | day | 3 | 630 | 1890 | 22-23
|  | Mason 2nd class | day | 1 | 565 | 565 | 22-23
|  | Mazdoor (un-skilled) | day | 8 | 525 | 4200 | 22-23
|  | Water charges 1% |  | 0.01 | 7370.7 | 73.71 | 22-23
|  | Rate per 10.00 Sqm |  |  |  | 31150.72 | 22-23
|  |  |  | GF | FF | SF | 22-23
|  | Basic Rate 10.00sqm |  | 31150.72 | 31150.72 | 31150.72 | 22-23
|  | Add Lift Charges @ 10%, 20% on Labour charges B |  |  | 665.5 | 1331 | 22-23
|  | Rate per 10.00 Sqm |  | 31150.72 | 31816.22 | 32481.72 | 22-23
|  | Rate per 1.00 Sqm |  | 3115.07 | 3181.62 | 3248.17 | 22-23
19 | BLD-CSTN-7-21 | Providing skirting to internal walls to 15 cm height/risers of steps with 16-18 mm thick polished granite tiles length equal to flooring stones, set over base coat of CM (1:3) 12 mm thick with cement slurry of honey like consistency spread at the rate of 3.30 kgs per sqm and jointed with white cement paste mixed with pigment of matching shade to full depth, including cost of all materials like tiles, cement, sand and water etc., complete including seigniorage charges, etc., complete for finished item of work |  |  |  |  | 22-23
|  | Unit = 10 Sqm |  |  |  |  | 22-23
|  | A. Materials |  |  |  |  | 22-23
|  | High polished granite 16 to 18 mm thick slab other than black | sqm | 10.5 | 2257.744 | 23706.31 | 22-23
|  | Sand for Moratr CM (1:3) proportion | cum | 0.12 | 1816 | 217.92 | 22-23
|  | Cement for CM (1:3) for basecoat | Kg | 57.6 | 4700 | 270.72 | 22-23
|  | Cement for slurry | Kg | 33 | 4700 | 155.1 | 22-23
|  | White cement | Kg | 5 | 27.95 | 139.75 | 22-23
|  | B. Labour |  |  |  |  | 22-23
|  | Mason 1st class | day | 2.1 | 630 | 1323 | 22-23
|  | Mason 2nd class | day | 4.9 | 565 | 2768.5 | 22-23
|  | Mazdoor (un-skilled) | day | 0.8 | 525 | 420 | 22-23
|  | Water charges 1% |  | 0.01 | 5294.99 | 52.95 | 22-23
|  | Rate per 10.00 Sqm |  |  |  | 29054.25 | 22-23
|  |  |  | GF | GF | FF | 22-23
|  | Basic Rate 10.00sqm |  | 29054.25 | 29054.25 | 29054.25 | 22-23
|  | Add Lift Charges @ 10%, 20% on Labour charges |  |  | 451.15 | 902.3 | 22-23
|  | Rate per 10.00 Sqm |  | 29054.25 | 29505.4 | 29956.55 | 22-23
|  | Rate per 1.00 Sqm |  | 2905.43 | 2950.54 | 2995.66 | 22-23
42 |  | Full Rounding the edges of Marble/ Granite stone slabs of all thicknesses including polishing the same. |  |  |  |  | 22-23
|  | Initial Cost BMM-V.11 | Rm | 1 | 453 | 453 | 22-23
|  | Rate per 1.00 Rm |  |  |  | 453 | 22-23
43 | BLD-CSTN-7-4 | Flooring with chequrred terrazzo tiles of 22 mm thick (medium shade) set over base coat of cement mortar (1:6) 12 mm thick over CC bed already laid or RCC roof slab, including near cement slurry of honey like consistency spread @ 3.3.kgs per sqm & jointed with neat cement to full depth mixed with pigment of matching shade including cost of all materials like cement, sand water and tiles etc., complete, including seigniorage charges, complete for finished item of work |  |  |  |  | 22-23
|  | Unit = 10 Sqm |  |  |  |  | 22-23
|  | A. Materials |  |  |  |  | 22-23
|  | Chequerred terrazzo tiles of 22 mm thick (medium shade) BMT-D.01 | sqm | 10.5 | 315 | 3307.5 | 22-23
|  | Cement for CM (1:6) proportion for basecoat | Kg | 28.8 | 4700 | 135.36 | 22-23
|  | Cement for slurry | Kg | 33 | 4700 | 155.1 | 22-23
|  | Cement for jointing | Kg | 6 | 4700 | 28.2 | 22-23
|  | Sand for Mortar CM (1:6) proportion | cum | 0.12 | 1816 | 217.92 | 22-23
|  | B. Labour |  |  |  |  | 22-23
|  | Mason 2nd class | day | 0.96 | 630 | 604.8 | 22-23
|  | Man Mazdoor | day | 2.24 | 565 | 1265.6 | 22-23
|  | Mazdoor (un-skilled) | day | 3.3 | 525 | 1732.5 | 22-23
|  | Rate per 10.00 Sqm |  |  |  | 7446.98 | 22-23
|  |  |  | GF | FF | SF | 22-23
|  | Basic Rate 10.00sqm |  | 7446.98 | 7446.98 | 7446.98 | 22-23
|  | Add Lift Charges @ 10%, 20% on Labour charges B |  |  | 360.29 | 720.58 | 22-23
|  | Rate per 10.00 Sqm |  | 7446.98 | 7807.27 | 8167.56 | 22-23
|  | Rate per 1.00 Sqm |  | 744.7 | 780.73 | 816.76 | 22-23
44 | BLD-CSTN-7-20 | Providing Skirting to internal walls to 15cm height / risers of steps with chequrred terrazzo tiles length equal to flooring stones, set over base coat of CM (1:5) 12mm thick with Cement slurry of honey like consistency spread @ 3.30 Kgs per Sqm & jointed with white Cement paste mixed with pigment of matching shade to full depth, including c/c of materials like Cement, Sand and Water and tiles etc complete for finished item of work |  |  |  |  | 22-23
|  | Unit = 10 Sqm |  |  |  |  | 22-23
|  | A. Materials |  |  |  |  | 22-23
|  | Chequerred terrazzo tiles of 22 mm thick (medium shade) BMT-D.01 | sqm | 10.5 | 315 | 3307.5 | 22-23
|  | Sand for Mortar for CM (1:5) proportion | cum | 0.12 | 1816 | 217.92 | 22-23
|  | Cement for CM (1:5) base coat | Kg | 34.56 | 4700 | 162.43 | 22-23
|  | Cement for Slurry | Kg | 33 | 4700 | 155.1 | 22-23
|  | White Cement jointing & pointing BMS.W.68 | Kg | 2 | 27.95 | 55.9 | 22-23
|  | B. Labour |  |  |  |  | 22-23
|  | Mason 1st class | day | 0.96 | 630 | 604.8 | 22-23
|  | Mason 2nd class | day | 2.24 | 565 | 1265.6 | 22-23
|  | Mazdoor (un-skilled) | day | 3.3 | 525 | 1732.5 | 22-23
|  | Rate per 10.00 Sqm |  |  |  | 7501.75 | 22-23
|  |  |  | GF | FF | SF | 22-23
|  | Basic Rate 10sqm |  | 7501.75 | 7501.75 | 7501.75 | 22-23
|  | Add Lift Charges @ 10%, 20% on Labour charges on B |  |  | 360.29 | 720.58 | 22-23
|  | 10.00 Sqm |  | 7501.75 | 7862.04 | 8222.33 | 22-23
|  | 1.00 Sqm |  | 750.18 | 786.2 | 822.23 | 22-23
20 | BLD-CSTN-7-5 | Flooring with Porcelain Vitrified tiles stain free double charged of 1st quality and of size not less than 600X600X8mm thickness glossy finish premium colours, set over base coat of CM (1:8), 12mm thick over already laid CC bed / RCC Roof slab, including neat Cement slurry of honey like consistency spread @ 3.30 Kgs per Sqm & jointed with neat white Cement paste to full depth mixed with pigment of matching shade including c/c of all materials like Cement, Sand and Water and tiles etc complete including labour charges etc complete for finished item of work |  |  |  |  | 22-23
|  | Unit = 10 Sqm |  |  |  |  | 22-23
|  | A. Materials |  |  |  |  | 22-23
|  | Vitrified tiles 600X600X8mm th BMT-C.09 | sqm | 10.5 | 612 | 6426 | 22-23
|  | Cement for CM (1:8) proportion for basecoat | Kg | 21.6 | 4700 | 101.52 | 22-23
|  | Cement for slurry | Kg | 33 | 4700 | 155.1 | 22-23
|  | Cement for pointing with CM (1:3) | Kg | 6 | 4700 | 28.2 | 22-23
|  | Sand for Mortar for CM (1:8) proportion | cum | 0.12 | 1816 | 217.92 | 22-23
|  | Sand for Moratr for pointing | cum | 0.02 | 1816 | 36.32 | 22-23
|  | B. Labour |  |  |  |  | 22-23
|  | Mason 1st class | day | 0.96 | 630 | 604.8 | 22-23
|  | Mason 2nd class | day | 2.24 | 565 | 1265.6 | 22-23
|  | Mazdoor (un-skilled) | day | 3.3 | 525 | 1732.5 | 22-23
|  | Add water charges 1% |  | 0.01 | 10567.96 | 105.68 | 22-23
|  | Rate per 10.00 Sqm |  |  |  | 10673.64 | 22-23
|  |  |  | GF | FF | SF | 22-23
|  | Basic Rate 10sqm |  | 10673.64 | 10673.64 | 10673.64 | 22-23
|  | Add Lift Charges @ 10%, 20% on Labour charges on B |  |  | 360.29 | 720.58 | 22-23
|  | 10.00 Sqm |  | 10673.64 | 11033.93 | 11394.22 | 22-23
|  | 1.00 Sqm |  | 1067.36 | 1103.39 | 1139.42 | 22-23
21 | BLD-CSTN-7-20 | Providing Skirting to internal walls to 15cm height / risers of steps with Porcelain Vitrified tiles length equal to flooring stones, set over base coat of CM (1:5) 12mm thick with Cement slurry of honey like consistency spread @ 3.30 Kgs per Sqm & jointed with white Cement paste mixed with pigment of matching shade to full depth, including c/c of materials like Cement, Sand and Water and tiles etc complete for finished item of work |  |  |  |  | 22-23
|  | Unit = 10 Sqm |  |  |  |  | 22-23
|  | A. Materials |  |  |  |  | 22-23
|  | Vitrified tiles 600X600X8mm th BMT-C.09 | sqm | 10.5 | 612 | 6426 | 22-23
|  | Sand for Mortar for CM (1:5) proportion | cum | 0.12 | 1816 | 217.92 | 22-23
|  | Cement for CM (1:5) base coat | Kg | 34.56 | 4700 | 162.43 | 22-23
|  | Cement for Slurry | Kg | 33 | 4700 | 155.1 | 22-23
|  | White Cement jointing & pointing BMS.W.68 | Kg | 2 | 27.95 | 55.9 | 22-23
|  | B. Labour |  |  |  |  | 22-23
|  | Mason 1st class | day | 0.96 | 630 | 604.8 | 22-23
|  | Mason 2nd class | day | 2.24 | 565 | 1265.6 | 22-23
|  | Mazdoor (un-skilled) | day | 3.3 | 525 | 1732.5 | 22-23
|  | Rate per 10.00 Sqm |  |  |  | 10620.25 | 22-23
|  |  |  | GF | FF | SF | 22-23
|  | Basic Rate 10sqm |  | 10620.25 | 10620.25 | 10620.25 | 22-23
|  | Add Lift Charges @ 10%, 20% on Labour charges on B |  |  | 360.29 | 720.58 | 22-23
|  | 10.00 Sqm |  | 10620.25 | 10980.54 | 11340.83 | 22-23
|  | 1.00 Sqm |  | 1062.03 | 1098.05 | 1134.08 | 22-23
20 | BLD-CSTN-7-6 | Flooring with Ceramic non skid tiles of not less than 7-8mm thick 1st quality laid over floor bed / VRCC slab set over base coat of CM (1:8), 12mm thick and neat grey Cement slurry of honey like consistency spread @ 3.30 Kgs per Sqm & jointed with neat white Cement paste to full depth mixed with pigment of matching shade including c/c of all materials to site including cost of mixing of mortar and watering and levelling to proper slope and curing including all labour charges etc for finished item of work |  |  |  |  | 22-23
|  | Unit = 10 Sqm |  |  |  |  | 22-23
|  | A. Materials |  |  |  |  | 22-23
|  | Non-Skid Ceramic tiles 300X300 BMT.C.01 | sqm | 10.5 | 370 | 3885 | 22-23
|  | Cement for CM (1:8) proportion for basecoat | Kg | 21.6 | 4700 | 101.52 | 22-23
|  | Cement for slurry | Kg | 33 | 4700 | 155.1 | 22-23
|  | White Cement jointing & pointing BMS.W.68 | Kg | 2 | 27.95 | 55.9 | 22-23
|  | Sand for Mortar CM (1:8) proportion | cum | 0.12 | 1816 | 217.92 | 22-23
|  | B. Labour |  |  |  |  | 22-23
|  | Mason 1st class | day | 0.96 | 630 | 604.8 | 22-23
|  | Mason 2nd class | day | 2.24 | 565 | 1265.6 | 22-23
|  | Mazdoor (un-skilled) | day | 3.3 | 525 | 1732.5 | 22-23
|  | Rate per 10.00 Sqm |  |  |  | 8018.34 | 22-23
|  |  |  | GF | FF | SF | 22-23
|  | Basic Rate 10sqm |  | 8018.34 | 8018.34 | 8018.34 | 22-23
|  | Add Lift Charges @ 10%, 20% on Labour charges on B |  |  | 360.29 | 720.58 | 22-23
|  | 10.00 Sqm |  | 8018.34 | 8378.63 | 8738.92 | 22-23
|  | 1.00 Sqm |  | 801.83 | 837.86 | 873.89 | 22-23
21 | BLD-CSTN-7-18 | Providing Daddooing to walls with 5 to 7mm thick Glazed Ceramic wall tiles of 1st quality of 6mm thick set over base coat of CM (1:3) 12mm thick with Cement slurry of honey like consistency spread @ 3.30 Kgs per Sqm & jointed with neat white Cement paste to full depth mixed with pigment of matching shade including c/c of all materials to site, cost of all materials like tiles, Cement, sand and water etc complete for finished item of work |  |  |  |  | 22-23
|  | Unit = 10 Sqm |  |  |  |  | 22-23
|  | A. Materials |  |  |  |  | 22-23
|  | Glazed Ceramic wall tiles 6mm BMT.C.21 | sqm | 10.5 | 330 | 3465 | 22-23
|  | Sand for Mortar CM (1:3) proportion | cum | 0.12 | 1816 | 217.92 | 22-23
|  | Cement for CM (1:3) base coat | Kg | 57.6 | 4700 | 270.72 | 22-23
|  | Cement for Slurry | Kg | 33 | 4700 | 155.1 | 22-23
|  | White Cement for jointing and pointing | Kg | 6 | 27.95 | 167.7 | 22-23
|  | B. Labour |  |  |  |  | 22-23
|  | Mason 1st class | day | 0.77 | 630 | 485.1 | 22-23
|  | Mazdoor (un-skilled) | day | 0.8 | 525 | 420 | 22-23
|  | Rate per 10.00 Sqm |  |  |  | 5181.54 | 22-23
|  |  |  | GF | FF | SF | 22-23
|  | Basic Rate 10sqm |  | 5181.54 | 5181.54 | 5181.54 | 22-23
|  | Add Lift Charges @ 10%, 20% on Labour charges on B |  |  | 90.51 | 181.02 | 22-23
|  | 10.00 Sqm |  | 5181.54 | 5272.05 | 5362.56 | 22-23
|  | 1.00 Sqm |  | 518.15 | 527.21 | 536.26 | 22-23
49 | BLD-CSTN-5-1 | Flush Pointing with CM (1:3) to Brick Masonry |  |  |  |  | 22-23
|  | Unit = 10 sqm |  |  |  |  | 22-23
|  | A. Materials |  |  |  |  | 22-23
|  | Cement | Kg | 14.4 | 4700 | 67.68 | 22-23
|  | Fine aggregate (Sand) for Mortar | cum | 0.03 | 1816 | 54.48 | 22-23
|  | B. Labour |  |  |  |  | 22-23
|  | Mason 2nd class | day | 0.5 | 565 | 282.5 | 22-23
|  | Mazdoor (un-skilled) | day | 0.74 | 525 | 388.5 | 22-23
|  | Rate per 10.00 Sqm |  |  |  | 793.16 | 22-23
50 | BLD-CSTN-7-11 | Flooring with pressed clay flooring tiles, set over base coat of cement mortar (1:8) 12 mm thick over CC bed already laid or RCC roof slab, including neat cement slurry of honey like consistency spread @ 3.3.kgs per sqm & jointed neatly with cement mixed with pigment of matching shade to full depth, including cost of all materials like cement, sand water and tiles etc., complete, for finished item of work, |  |  |  |  | 22-23
|  | Unit = 10 sqm |  |  |  |  | 22-23
|  | A. Materials |  |  |  |  | 22-23
|  | pressed clay flooring tiles | No's | 0.255 | 19542.2 | 4983.26 | 22-23
|  | Cement for CM (1:8) for base coat | Kgs | 21.6 | 4700 | 101.52 | 22-23
|  | Cement for jointing & pointing | Kgs | 6 | 4700 | 28.2 | 22-23
|  | Pointing with CM (1:3) | Sqm | 1 | 793.16 | 793.16 | 22-23
|  | Deduct CM (1:3) | cum | 0.04 | 1816 | -72.64 | 22-23
|  | Sand for CM (1:8) | cum | 0.12 | 1816 | 217.92 | 22-23
|  | B. Labour |  |  |  |  | 22-23
|  | Mason 1st class | day | 0.96 | 630 | 604.8 | 22-23
|  | Mason 2nd class | day | 2.24 | 565 | 1265.6 | 22-23
|  | Mazdoor (un-skilled) | day | 4.3 | 525 | 2257.5 | 22-23
|  | Rate per 10.00 Sqm |  |  |  | 10179.32 | 22-23
|  |  |  | GF | FF | SF | 22-23
|  | Basic Rate 10sqm |  | 10179.32 | 10179.32 | 10179.32 | 22-23
|  | Add Lift Charges @ 10%, 20% on Labour charges on B |  |  | 412.79 | 825.58 | 22-23
|  | 10.00 Sqm |  | 10179.32 | 10592.11 | 11004.9 | 22-23
|  | 1.00 Sqm |  | 1017.93 | 1059.21 | 1100.49 | 22-23
26 |  | Supply of precast concrete blocks for paving of M-35 grade and thickness not less than 60 mm for Light traffic areas conforming to IS 15658:2006 in all shapes and designs for laying & fixing of precast concrete blocks for paving of all grades, any thickness, all sizes & shapes including all labour charges for loading & unloading, laying to desired lines and levels complete |  |  |  |  | 22-23
|  | A. Materials |  |  |  |  | 22-23
|  | Precasted concrete blocks BMT-D.13 | Sqm | 1 | 390 | 390 | 22-23
|  | Labour charges BMT-D.17 | Sqm | 1 | 220 | 220 | 22-23
|  | 1.00 Sqm |  |  |  | 610 | 22-23
28 | BLD-CSTN-7-13 | Gronolithie Concrete Flooring 20 mm thick with (1:1:2), using 6mm to 12 mm size hard granite machine crushed metal laid over CC bed already laid or RCC roof slab, in alternate panels of size not exceeding 1.50 m x 1.50 m and finishing the top surface to required smoothness and slopes and thread lining including cost of all materials like cement, metal, sand and water etc., complete, including seigniorage charges, etc., complete for finished item of work, but excluding the cost of conveyance of all materials |  |  |  |  | 22-23
|  | Unit = 10 Sqm |  |  |  |  | 22-23
|  | A. Materials |  |  |  |  | 22-23
|  | 6mm to 12 mm H.G. Metal (Machine crushed) | cum | 0.17 | 2046.91 | 347.97 | 22-23
|  | Cement | Kg | 120 | 4700 | 564 | 22-23
|  | Sand | cum | 0.085 | 1721 | 146.29 | 22-23
|  | B. Labour |  |  |  |  | 22-23
|  | Mason 1st class | day | 1.25 | 630 | 787.5 | 22-23
|  | Mason 2nd class | day | 0.06 | 565 | 33.9 | 22-23
|  | Mazdoor (un-skilled) | day | 3 | 525 | 1575 | 22-23
|  | Rate per 10.00 Sqm |  |  |  | 3454.66 | 22-23
|  |  |  | GF | FF | SF | 22-23
|  | Basic Rate 10sqm |  | 3454.66 | 3454.66 | 3454.66 | 22-23
|  | Add Lift Charges @ 10%, 20% on Labour charges on B |  |  | 239.64 | 479.28 | 22-23
|  | 10.00 Sqm |  | 3454.66 | 3694.3 | 3933.94 | 22-23
|  | 1.00 Sqm |  | 345.47 | 369.43 | 393.39 | 22-23
51 | BLD-CSTN-9-4 | White washing one coat with whiting of approved quality to give an even shade after thoroughly brushing the surface to remove all dirt and remains of loose powdered materials including cost of all materials, labour charges and incidental such as scaffolding, lift charges etc., complete for finished item of work, but excluding conveyance charges of materials |  |  |  |  | 22-23
|  | Unit = 10 Sqm |  |  |  |  | 22-23
|  | A. Materials |  |  |  |  | 22-23
|  | Whiting / White Cement / BMT-J.31 | 20Kg | 1.2 | 600 | 36 | 22-23
|  | B. Labour |  |  |  |  | 22-23
|  | Painter | day | 0.11 | 705 | 77.55 | 22-23
|  | Mazdoor (un-skilled) | day | 0.22 | 525 | 115.5 | 22-23
|  | Sundries including brushes, ladders, etc.,5% |  | 0.05 | 229.05 | 11.45 | 22-23
|  | Rate per 10.00 Sqm |  |  |  | 240.5 | 22-23
|  |  |  | GF | FF | SF | 22-23
|  | Basic Rate 10 sqm |  | 240.5 | 240.5 | 240.5 | 22-23
|  | Add Lift Charges @ 10%, 20% on Labour charges on B |  |  | 19.31 | 38.61 | 22-23
|  | 10.00 Sqm |  | 240.5 | 259.81 | 279.11 | 22-23
|  | 1.00 Sqm |  | 24.05 | 25.98 | 27.91 | 22-23
22 | Amendment ofasper Building SSR 2011-12 | Providing and applying Wall putty of White Cement or Polymer or Cement based of average 1 to 2 mm thickness over plastered surface to prepare the surface even and smooth after thoroughly brushing the surface to remove all dirt and remains of loose powdered materials, applying emery paper, Sand the surface, clean & wipe off loose dust, applying knifing paste filler by putty knife / muslin pad, air dry for 2 - 3 hrs, sand with 180 and 320 No., emery paper for the surface preparation including cost and conveyance of all materials and all operational, incidental and all labour charges etc., complete for finished item of work in all floors for internal walls |  |  |  |  | 22-23
|  | Unit = 10 Sqm |  |  |  |  | 22-23
|  | A. Materials |  |  |  |  | 22-23
|  | wall putty (BMT-J.31) | 20Kg | 23 | 600 | 690 | 22-23
|  | B. Labour |  |  |  |  | 22-23
|  | Painter 1st class | day | 0.273 | 705 | 192.47 | 22-23
|  | Painter 2nd class | day | 0.637 | 565 | 359.91 | 22-23
|  | Mazdoor (un-skilled) | day | 0.91 | 525 | 477.75 | 22-23
|  | Sundries |  | 0.01 | 1720.13 | 17.2 | 22-23
|  | Rate per 10.00 Sqm |  |  |  | 1737.33 | 22-23
|  |  |  | GF | FF | SF | 22-23
|  | Basic Rate 10 sqm |  | 1737.33 | 1737.33 | 1737.33 | 22-23
|  | Add Lift Charges @ 10%, 20% on Labour charges on B |  |  | 103.01 | 206.02 | 22-23
|  | 10.00 Sqm |  | 1737.33 | 1840.34 | 1943.35 | 22-23
|  | 1.00 Sqm |  | 173.73 | 184.03 | 194.34 | 22-23
25 | BLD-CSTN-10-2 | Painting, Priming Coat on New Plastered Surface for internal walls |  |  |  |  | 22-23
|  | Unit: 10 sqm |  |  |  |  | 22-23
|  | A. MATERIALS : |  |  |  |  | 22-23
|  | Cement Primer Interior Grade BMT-J.01 | kg | 1 | 160 | 160 | 22-23
|  | B. LABOUR |  |  |  |  | 22-23
|  | Painter 1st class | day | 0.21 | 705 | 148.05 | 22-23
|  | Painter 2nd class | day | 0.49 | 565 | 276.85 | 22-23
|  | Sundries including brushes, soaps, putty etc., |  | 0.005 | 584.9 | 2.92 | 22-23
|  | Total cost for 10 sqm |  |  |  | 587.82 | 22-23
|  | BASIC COST per 10 sqm |  |  |  | 587.82 | 22-23
26 | BLD-CSTN-10-2 | Painting, Priming Coat on New Plastered Surface for external walls |  |  |  |  | 22-23
|  | Unit: 10 sqm |  |  |  |  | 22-23
|  | A. MATERIALS : |  |  |  |  | 22-23
|  | Cement Primer external Grade BMT-J.02 | kg | 1 | 200 | 200 | 22-23
|  | B. LABOUR |  |  |  |  | 22-23
|  | Painter 1st class | day | 0.21 | 705 | 148.05 | 22-23
|  | Painter 2nd class | day | 0.49 | 565 | 276.85 | 22-23
|  | Sundries including brushes, soaps, putty etc., |  | 0.005 | 624.9 | 3.12 | 22-23
|  | Total cost for 10 sqm |  |  |  | 628.02 | 22-23
|  | BASIC COST per 10 sqm |  |  |  | 628.02 | 22-23
27 | Amendment ofasper Building SSR 2011-12 | Painting to new walls with 2 coats of acrylic Emulsion paint Asian or equivalent and shade over Priming coat with Cement primer water base interior Gr-1 Asian or equivalent on new plastered surface after throughly brushing the surace remove all dirt and remains of loose powdered materials including cost and conveyance of all materials to worksite and all oparational, incidental, labour charges etc complete for finished item of work as per SS 911 for internal walls |  |  |  |  | 22-23
|  | PRIMARY COAT: |  |  |  |  | 22-23
|  | Painting, Priming Coat with Cement Primer | 10 Sqm | 1 | 587.82 | 587.82 | 22-23
22-23
|  | A) MATERIALS : |  |  |  |  | 22-23
|  | acrylic Emulsion paint BMT-J.24 | Ltr | 0.8 | 190 | 152 | 22-23
|  | B) LABOUR |  |  |  |  | 22-23
|  | Painter - 1st Class | day | 0.36 | 705 | 253.8 | 22-23
|  | Painter - 2nd class | day | 0.84 | 565 | 474.6 | 22-23
[6 empty] | 1468.22 | 22-23
|  |  |  | GF | FF | SF | 22-23
|  | Basic Rate |  | 1468.22 | 1468.22 | 1468.22 | 22-23
|  | Lift Charges per 10 Sqmt. |  |  | 115.33 | 230.66 | 22-23
|  | BASIC COST per 10 sqm |  | 1468.22 | 1583.55 | 1698.88 | 22-23
|  | BASIC COST per 1 sqm |  | 146.82 | 158.36 | 169.89 | 22-23
26 | Amendment ofasper Building SSR 2011-12 | Painting to new walls with 2 coats of acrylic Emulsion paint Asian or equivalent and shade over Priming coat with Cement primer water base exterior Gr-2 Asian or equivalent on new plastered surface after throughly brushing the surace remove all dirt and remains of loose powdered materials including c/c of all materials to worksite and all oparational, incidental ,labour charges etc complete for finished item of work as per SS 912 for External walls |  |  |  |  | 22-23
|  | Painting, Priming Coat with Cement Primer | 10 Sqm | 1 | 628.02 | 628.02 | 22-23
|  | A) MATERIALS : |  |  |  |  | 22-23
|  | acrylic Emulsion paint BMT-J.34 | Ltr | 0.8 | 210 | 168 | 22-23
|  | B) LABOUR |  |  |  |  | 22-23
|  | Painter - 1st Class | day | 0.21 | 705 | 148.05 | 22-23
|  | Painter - 2nd class | day | 0.49 | 565 | 276.85 | 22-23
|  | Mazdoor | day | 1.5 | 525 | 787.5 | 22-23
[6 empty] | 2008.42 | 22-23
|  |  |  | GF | FF | SF | 22-23
|  | Basic Rate |  | 2008.42 | 2008.42 | 2008.42 | 22-23
|  | Add Labour Comp on LC |  |  | 163.73 | 327.46 | 22-23
|  | BASIC COST per 10 sqm |  | 2008.42 | 2172.15 | 2335.88 | 22-23
|  | BASIC COST per 1 sqm |  | 200.84 | 217.22 | 233.59 | 22-23
27 | BLD-CSTN -10-6 & 10-12 (iii) | Painting New Wood work with Two coats of ready mixed Synthatic Enamil paint first quality of shades over primary coat of wood primary making Three coats in all given as even shade after thoroughly brushes the surface to remove all remains of loose provided materials including cost and conveyance of all materials, cost of brushes and other opartational incidental ,seigniorage charges, labour charges, scaffolding charges etc complete for finished item of work as per APSS |  |  |  |  | 22-23
|  | Unit = 10 Sqm |  |  |  |  | 22-23
|  | Primary Coat on New Wood Work |  |  |  |  | 22-23
|  | A. Materials |  |  |  |  | 22-23
|  | Wood primer BMT.J.05 | Lit | 0.7 | 160 | 112 | 22-23
|  | B. Labour |  |  |  |  | 22-23
|  | Painter 1st class | day | 0.21 | 705 | 148.05 | 22-23
|  | Painter 2nd Class | day | 0.48 | 565 | 271.2 | 22-23
|  | Sundries including brushes @ 1% overall above |  |  | 260.05 | 2.6 | 22-23
|  | Painting Two Coats on New Wood Work |  |  |  |  | 22-23
|  | A. Materials |  |  |  |  | 22-23
|  | Synthatic Enamil Paint at 20sqm/Lt BMT.J.29 | Lit | 1.1 | 270 | 297 | 22-23
|  | B. Labour |  |  |  |  | 22-23
|  | Painter 1st class | day | 0.33 | 705 | 232.65 | 22-23
|  | Painter 2nd Class | day | 0.77 | 565 | 435.05 | 22-23
|  | Total Rate per Primary &Two coats 10.00 Sqm |  |  |  | 1498.55 | 22-23
|  | Rate per 1.00 Sqm |  |  |  | 149.86 | 22-23
59 |  | Supply & application of One Coat Water based Cement Primer, One coat of Deco / PMCC Orient Base Exterior Texture & two coats of Altek Harmony (Emulsion paint exterior grade) inclusive of all taxes for finished item of work |  |  |  |  | 22-23
| BMT-J.46 | Initial cost (SSR 2012-13) | Sqm | 1 | 205 | 205 | 22-23
[6 empty] | 205 | 22-23
60 |  | Supply & applying Poly-Urethane Water Proof Polish Glossy/ Matt finish to the wood works duly cleaning the surface and applying emery paper, Sand the wood with 180 No., emery paper and then with 320 No., emery paper, clean & wipe off loose dust, applying suitable knifing paste filler / wood filler by putty knife / muslin pad, air dry for 2 - 3 hrs, sand with 180 and 320 No., emery paper, applying two component wood sealer, after the surface preparation applying one coat of approved spraying PU thinner (for spraying) / applying one coat of approved brushing PU thinner or general purpose thinner (for brushing) and apply one coat of PU by brush or spray, air-dry overnight, Sand again with 180 No. emery paper and removing dust, applying second coat of PU, air drying for 4 - 6 Hrs, Sand with 320 No emery paper, and applying (either with spray or brush) two coats of approved brand PU including cost & labour charges, emery papers, cost of thinner & PU of approved brands such as Jenson & Nicholson, Asian Paints, Berger Paints or equivalent etc., complete for finished item |  |  |  |  | 22-23
|  | Unit = 1 sqm |  |  |  |  | 22-23
| BMT-J.13 | Poly-Urethene Polish - exteritor Grade | Ltr | 0.065 | 843 | 54.8 | 22-23
| BMT-J.13 | Thinner for Polyurethane polish | Ltr | 0.033 | 254 | 8.38 | 22-23
|  | Painter 1st class | day | 0.24 | 705 | 169.2 | 22-23
|  | Painter 2nd class | day | 0.56 | 565 | 316.4 | 22-23
|  | Helper | day | 0.8 | 525 | 420 | 22-23
|  | Basic coat per 1 sqm |  |  |  | 968.78 | 22-23
61 |  | Painting, Lettering and Picturing to walls with two coats over primary coat with Emulsion paint (Like Birds, Animals, Cartoons, Numbers etc.,) to Angnwadi center building as per the instructions of Engineer - in - charge including cost and conveyance of all paints and all labour charges etc complete. |  |  |  |  | 22-23
|  | As per quotation rate | Sqm | 1 | 630 | 630 | 22-23
[6 empty] | 630 | 22-23
31 |  | Supply & fixing of Rolling shutter made of 80 x 1.25 mm machine rolled CRCA laths, interlocked together through their entire length and jointed together at the ends by endlocks, mounted on specially designed pipe shaft of 50mm dia nominal bore MS B class pipe with brackets, plates, guide channels, stoppers, bottom locking plates and arrangements for inside & outside locking with push-pull operations including cost of hood cover and springs complete, painted with one coat of approved steel primer, locks, ball bearings, all accessories etc complete for finished item of work as per special spn: 1108 |  |  |  |  | 22-23
| BMT-F.29 | Initial cost | Sqm | 1 | 4025 | 4025 | 22-23
[6 empty] | 4025 | 22-23
28 |  | S&F of 48" dia(1.20Mts) 2" thick Precasted rcc hume rings including cost and conveyance of all material and labour charges etc., complete for septic Tank |  |  |  |  | 22-23
| ELEC-8.4.22 | 18" dia(0.45Mts) 2" thick hume pipe ring | 1No | 1 | 303 | 303 | 22-23
|  | 48" dia(1.20Mts) 2" thick hume pipe ring |  |  |  |  | 22-23
|  | 0.45= 303.00 : 1.20 = ? |  |  |  |  | 22-23
|  | ?=1.20 x 303.00 / 0.45 |  |  |  |  | 22-23
|  | ?=808.00 |  |  |  |  | 22-23
|  | 48.00" dia(1.20Mts) 2" thick hume pipe ring | 1No | 1 | 808 | 808 | 22-23
22-23
[6 empty] | 808 | 22-23
64 |  | S&F of 36" dia(0.90Mts) 2" thick Precasted rcc hume rings including cost and conveyance of all material and labour charges etc., complete for septic Tank |  |  |  |  | 22-23
| ELEC-8.4.22 | 18" dia(0.45Mts) 2" thick hume pipe ring | 1No | 1 | 303 | 303 | 22-23
|  | 36" dia(0.90Mts) 2" thick hume pipe ring |  |  |  |  | 22-23
|  | 0.45= 303.00 : 0.90 = ? |  |  |  |  | 22-23
|  | ?=0.90 x 303.00 / 0.45 |  |  |  |  | 22-23
|  | ?=606.00 |  |  |  |  | 22-23
|  | 36" dia(0.90Mts) 2" thick hume pipe ring | 1No | 1 | 606 | 606 | 22-23
22-23
[6 empty] | 606 | 22-23
29 |  | S&F of 1200 mm dia 2" thick Precasted cc cover for hume pipe including cost and conveyance of all material and labour charges etc., complete for septic Tank |  |  |  |  | 22-23
| ELEC-8.4.24 | CC Cover for hume pipe | 1No | 1 | 157 | 157 | 22-23
22-23
[6 empty] | 157 | 22-23
25 |  | S&F of Cement Jolleys 50mm thick |  |  |  |  | 22-23
| BMS-W.17 | Initial cost | Sqm | 1 | 388 | 388 | 22-23
|  | 1st class mason | Day | 0.06 | 630 | 37.8 | 22-23
|  | 2nd class mason | Day | 0.06 | 565 | 33.9 | 22-23
|  | Mazdoor(unskilled) | Day | 0.275 | 525 | 144.38 | 22-23
|  | Rate per 1 Sqm |  |  |  | 604.08 | 22-23
|  | Deputy Executive Engineer |  | Assistant Engineer
|  | PRI Sub Division |  | Mandal Praja parishad
|  | Kanigiri |  | Kanigiri

## D&W data (hidden)
DATA SHEET
Name of the Work: Providing Additional Space for Health Staff in Grama Sachivalayam of Baduguleru GP of Kanigiri Mandal
|  |  |  | Est.Rs. | 20.80 Lakhs
S No | Index Code | Description of the Work | Unit | Quantity | Rate |  | Amount
|  | AS PER SSR 2019-20 | [5 empty] | 19-20
1 |  | Supplying and fixing of Door of size 1.20X2.10M with two panels of frames made with teak wood and Shutter made with medium Teak wood including MS Z hold fasts , brass tower bolts, handle and butt hinges with all furniture fittings including c/c of all materials and furniture fittings etc complete as per specification (APSS No 1001 & 1002) Door Frame with Shutters | [5 empty] | 19-20
|  | Unit = Each | [5 empty] | 19-20
|  | Frames : Medium Teak Wood | [5 empty] | 19-20
|  | Vertical posts | 2 | 1.9 | 0.1 | 0.075 | 0.0285 | 19-20
|  | Horizontal Top & Bottom | 2 | 1.2 | 0.1 | 0.075 | 0.018 | 19-20
[7 empty] | 0.0465 | 19-20
|  | Shutters : Medium Teak Wood | 2 | 1.95 | 0.52 | 0.03 | 0.0608 | 19-20
[7 empty] | 0.0608 | 19-20
| BMT-E.01 | Teak Wood for Scantlings/Frames |  | cum | 0.0465 | 71195 | 3310.57 | 19-20
| BMT-E.04 | Teak Wood for Planks/Shutters |  | cum | 0.0608 | 142391 | 8657.37 | 19-20
| BMT-G.02 | 150mm Brass tower bolts |  | No's | 2 | 231 | 462 | 19-20
| BMT-G.21 | Butt Hinges 125mm Brass |  | No's | 6 | 246 | 1476 | 19-20
| BMT-G.34 | 150mm Alluminium Door handle |  | No's |  | 103 | 0 | 19-20
| BMT-G.37 | 300mm Brass Aldrop |  | No's | 2 | 1087 | 2174 | 19-20
| BMT-G.46 | Brass door stoppers |  | No's | 1 | 168 | 168 | 19-20
| BMS-W.69 | MS Z Hold fasts 300mm Long |  | No's | 6 | 32 | 192 | 19-20
|  | B. Labour | [5 empty] | 19-20
| BMM-V.25 | wrought & Putup Labour charges |  | Sqm | 2.52 | 1570 | 3956.4 | 19-20 |  | 3956.4
[7 empty] | 20396.34 | 19-20 |  | 3956.4
2 |  | Supplying and fixing of Door of size 1.20X2.10M with single panels of frames made with teak wood and Shutter made with Flush door shutters including MS Z hold fasts , Alluminium tower bolts, handle and butt hinges with all furniture fittings including c/c of all materials and furniture fittings etc complete as per specification (APSS No 1001 & 1002) Door Frame with Shutters | [5 empty] | 19-20
|  | Unit = Each | [5 empty] | 19-20
|  | Frames : Sal Wood | [5 empty] | 19-20
|  | Vertical posts | 2 | 1.9 | 0.1 | 0.075 | 0.0285 | 19-20
|  | Horizontal Top & Bottom | 1 | 1.2 | 0.1 | 0.075 | 0.009 | 19-20
[7 empty] | 0.0375 | 19-20
| BMT-E.01 | Teak Wood for Scantlings/Frames |  | cum | 0.0375 | 71195 | 2669.81 | 19-20
| BMT-N.12 | Flush shutter door |  | Sqm | 2.09 | 1790 | 3741.1 | 19-20
| BMM-V.23 | Fixing flush door door |  | Sqm | 2.09 | 754 | 1575.86 | 19-20
| BMT-G.08 | 150mm Alluminium tower bolts |  | No's | 2 | 84 | 168 | 19-20
| BMT-G.25 | Butt Hinges 125mm Alluminiu |  | No's | 3 | 117 | 351 | 19-20
| BMT-G.34 | 150mm Alluminium Door handle |  | No's | 2 | 103 | 206 | 19-20
| BMT-G.42 | 300mm Alluminium Aldrop |  | No's | 2 | 308 | 616 | 19-20
| BMT-G.53 | Door stopper MS Powder coated |  | No's | 1 | 53 | 53 | 19-20
| BMS-W.69 | MS Z Hold fasts 300mm Long |  | No's | 6 | 32 | 192 | 19-20
|  | B. Labour | [5 empty] | 19-20
| BMM-V.25 | wrought & Putup Labour charges For frames only (1/3) |  | Sqm | 2.52 | 1570 | 1318.8 | 19-20
[7 empty] | 10891.57 | 19-20
3 |  | Supplying and fixing of Door of size 1.20X2.10M with single panels of frames made with sal wood and Shutter made with Flush door shutters including MS Z hold fasts , Alluminium tower bolts, handle and butt hinges with all furniture fittings including c/c of all materials and furniture fittings etc complete as per specification (APSS No 1001 & 1002) Door Frame with Shutters | [5 empty] | 19-20
|  | Unit = Each | [5 empty] | 19-20
|  | Frames : Sal Wood | [5 empty] | 19-20
|  | Vertical posts | 2 | 1.9 | 0.1 | 0.075 | 0.0285 | 19-20
|  | Horizontal Top & Bottom | 1 | 1.2 | 0.1 | 0.075 | 0.009 | 19-20
[7 empty] | 0.0375 | 19-20
| BMT-E.15 | Sal Wood for Scantlings/Frames |  | cum | 0.0375 | 46217 | 1733.14 | 19-20
| BMT-N.12 | Flush shutter door |  | Sqm | 2.09 | 1790 | 3741.1 | 19-20
| BMM-V.23 | Fixing flush door door |  | Sqm | 2.09 | 754 | 1575.86 | 19-20
| BMT-G.08 | 150mm Alluminium tower bolts |  | No's | 2 | 84 | 168 | 19-20
| BMT-G.25 | Butt Hinges 125mm Alluminiu |  | No's | 3 | 117 | 351 | 19-20
| BMT-G.34 | 150mm Alluminium Door handle |  | No's | 2 | 103 | 206 | 19-20
| BMT-G.42 | 300mm Alluminium Aldrop |  | No's | 2 | 308 | 616 | 19-20
| BMT-G.53 | Door stopper MS Powder coated |  | No's | 1 | 53 | 53 | 19-20
| BMS-W.69 | MS Z Hold fasts 300mm Long |  | No's | 6 | 32 | 192 | 19-20
|  | B. Labour | [5 empty] | 19-20
| BMM-V.38 | wrought & Putup Labour charges |  | Sqm | 2.52 | 1452 | 1219.68 | 19-20
[7 empty] | 9855.78 | 19-20
3 |  | Supplying and fixing of Door of size 0.90X2.10M with single panels of frames made with teak wood and Shutter made with medium Teak wood including MS Z hold fasts , Alluminium tower bolts, handle and butt hinges with all furniture fittings including c/c of all materials and furniture fittings etc complete as per specification (APSS No 1001 & 1002) Door Frame with Shutters | [5 empty] | 19-20
|  | Unit = Each | [5 empty] | 19-20
|  | Frames : Medium Teak Wood | [5 empty] | 19-20
|  | Vertical posts | 2 | 1.9 | 0.1 | 0.075 | 0.0285 | 19-20
|  | Horizontal Top & Bottom | 1 | 0.9 | 0.1 | 0.075 | 0.0068 | 19-20
[7 empty] | 0.0353 | 19-20
|  | Shutters : Medium Teak Wood | 1 | 2.01 | 0.8 | 0.03 | 0.0482 | 19-20
[7 empty] | 0.0482 | 19-20
| BMT-E.01 | Teak Wood for Scantlings/Frames |  | cum | 0.0353 | 71195 | 2513.18 | 19-20
| BMT-E.04 | Teak Wood for Planks/Shutters |  | cum | 0.0482 | 142391 | 6863.25 | 19-20
| BMT-G.02 | 150mm Brass tower bolts |  | No's | 2 | 231 | 462 | 19-20
| BMT-G.21 | Butt Hinges 125mm Brass |  | No's | 3 | 246 | 738 | 19-20
| BMT-G.34 | 150mm Alluminium Door handle |  | No's |  | 103 | 0 | 19-20
| BMT-G.37 | 300mm Brass Aldrop |  | No's | 2 | 1087 | 2174 | 19-20
| BMT-G.46 | Brass door stoppers |  | No's | 1 | 168 | 168 | 19-20
| BMS-W.69 | MS Z Hold fasts 300mm Long |  | No's | 6 | 32 | 192 | 19-20
|  | B. Labour | [5 empty] | 19-20
| BMM-V.25 | wrought & Putup Labour charges |  | Sqm | 1.89 | 1570 | 989.1 | 19-20
[7 empty] | 14099.53 | 19-20
4 |  | Supplying and fixing of Door of size 0.80X2.10M with single panels of frames made with teak wood and Shutter made with medium Teak wood including MS Z hold fasts , Alluminium tower bolts, handle and butt hinges with all furniture fittings including c/c of all materials and furniture fittings etc complete as per specification (APSS No 1001 & 1002) Door Frame with Shutters | [5 empty] | 19-20
|  | Unit = Each | [5 empty] | 19-20
|  | Frames : Medium Teak Wood | [5 empty] | 19-20
|  | Vertical posts | 2 | 1.9 | 0.1 | 0.075 | 0.0285 | 19-20
|  | Horizontal Top & Bottom | 1 | 0.8 | 0.1 | 0.075 | 0.006 | 19-20
[7 empty] | 0.0345 | 19-20
|  | Shutters : Medium Teak Wood | 1 | 2.01 | 0.72 | 0.03 | 0.0434 | 19-20
[7 empty] | 0.0434 | 19-20
| BMT-E.01 | Teak Wood for Scantlings/Frames |  | cum | 0.0345 | 71195 | 2456.23 | 19-20
| BMT-E.04 | Teak Wood for Planks/Shutters |  | cum | 0.0434 | 142391 | 6179.77 | 19-20
| BMT-G.02 | 150mm Brass tower bolts |  | No's | 2 | 231 | 462 | 19-20
| BMT-G.21 | Butt Hinges 125mm Brass |  | No's | 3 | 246 | 738 | 19-20
| BMT-G.34 | 150mm Alluminium Door handle |  | No's |  | 103 | 0 | 19-20
| BMT-G.37 | 300mm Brass Aldrop |  | No's | 2 | 1087 | 2174 | 19-20
| BMT-G.46 | Brass door stoppers |  | No's | 1 | 168 | 168 | 19-20
| BMS-W.69 | MS Z Hold fasts 300mm Long |  | No's | 6 | 32 | 192 | 19-20
|  | B. Labour | [5 empty] | 19-20
| BMM-V.25 | wrought & Putup Labour charges |  | Sqm | 1.89 | 1570 | 989.1 | 19-20
[7 empty] | 13359.1 | 19-20
2 |  | Supplying and fixing of Door of size 0.90X2.10M with single panels of frames made with sal wood and Shutter made with sal wood including MS Z hold fasts , Alluminium tower bolts, handle and butt hinges with all furniture fittings including c/c of all materials and furniture fittings etc complete as per specification (APSS No 1001 & 1002) Door Frame with Shutters | [5 empty] | 19-20
|  | Unit = Each | [5 empty] | 19-20
|  | Frames : Sal Wood | [5 empty] | 19-20
|  | Vertical posts | 2 | 1.9 | 0.1 | 0.075 | 0.0285 | 19-20
|  | Horizontal Top & Bottom | 1 | 0.9 | 0.1 | 0.075 | 0.0068 | 19-20
[7 empty] | 0.0353 | 19-20
|  | Shutters : Sal Wood | 2 | 2.01 | 0.4 | 0.03 | 0.0482 | 19-20
[7 empty] | 0.0482 | 19-20
| BMT-E.15 | Sal Wood for Scantlings/Frames |  | cum | 0.0353 | 46217 | 1631.46 | 19-20
| BMT-E.16 | Sal Wood for Planks/Shutters |  | cum | 0.0482 | 58690 | 2828.86 | 19-20
| BMT-G.08 | 150mm Alluminium tower bolts |  | No's | 2 | 84 | 168 | 19-20
| BMT-G.25 | Butt Hinges 125mm Brass |  | No's | 6 | 117 | 702 | 19-20
| BMT-G.34 | 150mm Alluminium Door handle |  | No's |  | 103 | 0 | 19-20
| BMT-G.42 | 300mm Alluminium Aldrop |  | No's | 2 | 308 | 616 | 19-20
| BMT-G.57 | Alluminium door stoppers |  | No's | 1 | 53 | 53 | 19-20
| BMS-W.69 | MS Z Hold fasts 300mm Long |  | No's | 6 | 32 | 192 | 19-20
|  | B. Labour | [5 empty] | 19-20
| BMM-V.38 | wrought & Putup Labour charges |  | Sqm | 1.89 | 1452 | 914.76 | 19-20
[7 empty] | 7106.08 | 19-20
3 |  | Supplying and fixing of Door of size 0.80X2.10M with single panels of frames made with sal wood and Shutter made with sal wood including MS Z hold fasts , Alluminium tower bolts, handle and butt hinges with all furniture fittings including c/c of all materials and furniture fittings etc complete as per specification (APSS No 1001 & 1002) Door Frame with Shutters | [5 empty] | 19-20
|  | Unit = Each | [5 empty] | 19-20
|  | Frames : Sal Wood | [5 empty] | 19-20
|  | Vertical posts | 2 | 1.9 | 0.1 | 0.075 | 0.0285 | 19-20
|  | Horizontal Top & Bottom | 1 | 0.8 | 0.1 | 0.075 | 0.006 | 19-20
[7 empty] | 0.0345 | 19-20
|  | Shutters : Sal Wood | 1 | 2.01 | 0.72 | 0.03 | 0.0434 | 19-20
[7 empty] | 0.0434 | 19-20
| BMT-E.15 | Sal Wood for Scantlings/Frames |  | cum | 0.0345 | 46217 | 1594.49 | 19-20
| BMT-E.16 | Sal Wood for Planks/Shutters |  | cum | 0.0434 | 58690 | 2547.15 | 19-20
| BMT-G.08 | 150mm Alluminium tower bolts |  | No's | 2 | 84 | 168 | 19-20
| BMT-G.25 | Butt Hinges 125mm Brass |  | No's | 3 | 117 | 351 | 19-20
| BMT-G.34 | 150mm Alluminium Door handle |  | No's |  | 103 | 0 | 19-20
| BMT-G.42 | 300mm Alluminium Aldrop |  | No's | 2 | 308 | 616 | 19-20
| BMT-G.57 | Alluminium door stoppers |  | No's | 1 | 53 | 53 | 19-20
| BMS-W.69 | MS Z Hold fasts 300mm Long |  | No's | 6 | 32 | 192 | 19-20
|  | B. Labour | [5 empty] | 19-20
| BMM-V.38 | wrought & Putup Labour charges |  | Sqm | 1.68 | 1452 | 813.12 | 19-20
[7 empty] | 6334.76 | 19-20
5 |  | Supplying and fixing of Door of size 1.05X2.10M with single panels of frames made with teak wood and Shutter made with medium Teak wood including MS Z hold fasts , Alluminium tower bolts, handle and butt hinges with all furniture fittings including c/c of all materials and furniture fittings etc complete as per specification (APSS No 1001 & 1002) Door Frame with Shutters | [5 empty] | 19-20
|  | Unit = Each | [5 empty] | 19-20
|  | Frames : Medium Teak Wood | [5 empty] | 19-20
|  | Vertical posts | 2 | 1.9 | 0.1 | 0.075 | 0.0285 | 19-20
|  | Horizontal Top & Bottom | 1 | 1.05 | 0.1 | 0.075 | 0.0079 | 19-20
[7 empty] | 0.0364 | 19-20
|  | Shutters : Medium Teak Wood | 1 | 2.01 | 0.94 | 0.03 | 0.0567 | 19-20
[7 empty] | 0.0567 | 19-20
| BMT-E.01 | Teak Wood for Scantlings/Frames |  | cum | 0.0364 | 71195 | 2591.5 | 19-20
| BMT-E.04 | Teak Wood for Planks/Shutters |  | cum | 0.0567 | 142391 | 8073.57 | 19-20
| BMT-G.02 | 150mm Brass tower bolts |  | No's | 2 | 231 | 462 | 19-20
| BMT-G.21 | Butt Hinges 125mm Brass |  | No's | 3 | 246 | 738 | 19-20
| BMT-G.34 | 150mm Alluminium Door handle |  | No's |  | 103 | 0 | 19-20
| BMT-G.37 | 300mm Brass Aldrop |  | No's | 2 | 1087 | 2174 | 19-20
| BMT-G.46 | Brass door stoppers |  | No's | 1 | 168 | 168 | 19-20
| BMS-W.69 | MS Z Hold fasts 300mm Long |  | No's | 6 | 32 | 192 | 19-20
|  | B. Labour | [5 empty] | 19-20
| BMM-V.25 | wrought & Putup Labour charges |  | Sqm | 2.21 | 1570 | 1156.57 | 19-20
[7 empty] | 15555.64 | 19-20
4 |  | Supplying and fixing of Door of size 1.05X2.10M with single panels of frames made with teak wood and Shutter made with Flush door shutters including MS Z hold fasts , Alluminium tower bolts, handle and butt hinges with all furniture fittings including c/c of all materials and furniture fittings etc complete as per specification (APSS No 1001 & 1002) Door Frame with Shutters | [5 empty] | 19-20
|  | Unit = Each | [5 empty] | 19-20
|  | A. Materials | [5 empty] | 19-20
|  | Frames : Sal Wood | [5 empty] | 19-20
|  | Vertical posts | 2 | 1.95 | 0.1 | 0.075 | 0.0293 | 19-20
|  | Horizontal Top & Bottom | 2 | 1.05 | 0.1 | 0.075 | 0.0158 | 19-20
[7 empty] | 0.0451 | 19-20
| BMT-E.01 | Teak Wood for Scantlings/Frames |  | cum | 0.0451 | 71195 | 3210.89 | 19-20
| BMT-N.12 | Flush shutter door |  | Sqm | 1.48 | 1790 | 2649.2 | 19-20 | 0.7381
| BMM-V.23 | Fixing flush door |  | Sqm | 1.48 | 754 | 1115.92 | 19-20
| BMT-G.08 | 150mm Alluminium tower bolts |  | No's | 2 | 84 | 168 | 19-20
| BMT-G.25 | Butt Hinges 125mm Alluminiu |  | No's | 3 | 117 | 351 | 19-20
| BMT-G.34 | 150mm Alluminium Door handle |  | No's | 2 | 103 | 206 | 19-20
| BMT-G.42 | 300mm Alluminium Aldrop |  | No's | 2 | 308 | 616 | 19-20
| BMT-G.53 | Door stopper MS Powder coated |  | No's | 1 | 53 | 53 | 19-20
| BMS-W.69 | MS Z Hold fasts 300mm Long |  | No's | 6 | 32 | 192 | 19-20
|  | B. Labour | [5 empty] | 19-20
| BMM-V.25 | wrought & Putup Labour charges For frames only (1/3) |  | Sqm | 2.21 | 1452 | 1069.64 | 19-20
[7 empty] | 9631.65 | 19-20 |  | 0
5 |  | Supplying and fixing of Door of size 0.90X2.10M with single panels of frames made with teak wood and Shutter made with Flush door shutters including MS Z hold fasts , Alluminium tower bolts, handle and butt hinges with all furniture fittings including c/c of all materials and furniture fittings etc complete as per specification (APSS No 1001 & 1002) Door Frame with Shutters | [5 empty] | 19-20
|  | Unit = Each | [5 empty] | 19-20
|  | A. Materials | [5 empty] | 19-20
|  | Frames : Sal Wood | [5 empty] | 19-20
|  | Vertical posts | 2 | 1.95 | 0.1 | 0.075 | 0.0293 | 19-20
|  | Horizontal Top & Bottom | 2 | 0.9 | 0.1 | 0.075 | 0.0135 | 19-20
[7 empty] | 0.0428 | 19-20
| BMT-E.01 | Teak Wood for Scantlings/Frames |  | cum | 0.0428 | 71195 | 3047.15 | 19-20
| BMT-N.12 | Flush shutter door |  | Sqm | 1.32 | 1790 | 2362.8 | 19-20
| BMM-V.23 | Fixing flush door |  | Sqm | 1.32 | 754 | 995.28 | 19-20
| BMT-G.08 | 150mm Alluminium tower bolts |  | No's | 2 | 84 | 168 | 19-20
| BMT-G.25 | Butt Hinges 125mm Alluminiu |  | No's | 3 | 117 | 351 | 19-20
| BMT-G.34 | 150mm Alluminium Door handle |  | No's | 2 | 103 | 206 | 19-20
| BMT-G.42 | 300mm Alluminium Aldrop |  | No's | 2 | 308 | 616 | 19-20
| BMT-G.53 | Door stopper MS Powder coated |  | No's | 1 | 53 | 53 | 19-20
| BMS-W.69 | MS Z Hold fasts 300mm Long |  | No's | 6 | 32 | 192 | 19-20
|  | B. Labour | [5 empty] | 19-20
| BMM-V.25 | wrought & Putup Labour charges For frames only (1/3) |  | Sqm | 1.89 | 1452 | 914.76 | 19-20
[7 empty] | 8905.99 | 19-20 |  | 0
7 |  | Supplying and fixing of ventilator of size 0.60 x 0.45 Mts including fixing of 8mm dia roads and 4mm plain glass including all labour charges etc., complete | [5 empty] | 19-20
|  | Sal Wood |  | cum | 0.008 | 46217 | 369.74 | 19-20
|  | 8mm dia rods |  | Kg | 0.5 | 48.97 | 24.49 | 19-20
| BMT-I.01 | Plain float glass |  | Sqm | 0.27 | 373 | 100.71 | 19-20
19-20
|  | Rate per 1 No |  |  |  |  | 494.94 | 19-20 |  | 0
2 |  | S&F of Cement Jolleys 50mm thick | [5 empty] | 19-20
| BMS-W.17 | Initial cost | Sqm | 1 | 340 |  | 340 | 19-20
|  | 1st class mason | Day | 0.06 | 500 |  | 30 | 19-20
|  | 2nd class mason | Day | 0.06 | 460 |  | 27.6 | 19-20
|  | Mazdoor(unskilled) | Day | 0.275 | 420 |  | 115.5 | 19-20
|  | Rate per 1 Sqm |  |  |  |  | 513.1 | 19-20
5 |  | Supply and fixing of Wood Polymer Composite(WPC) Door Frame section of 63.5x100 MM .The two Vertical members are to be joined together with the horizontal member using 8x75 MM long MS Star full thread screws to be used with reverse forward speed control hand drilling machine. The ready/assembled door frame is fixed to the wall using hold fast or bolt fasteners. A minimum of 4 No.s of screws to be provided for each vertical member & minimum 2no.s for horizontal member, and fixing 28 -30 MM thick solid Wood Polymer Composite (WPC) double extruded door shutter with 3MM top and bottom rigid layer with an overall density of 750kg/Cum. It will be fixed to the frame using 3 inch /4 inch hinges. A minimum of 4 hinges will be required for fixing the door with the frame 1200 x 2130mm | [5 empty] | 19-20
|  | Taking output Unit = 2.556 Sqm | [5 empty] | 19-20
| BMT-N.83.C | Cost of Frame |  | Rm | 6.7 | 805 | 5393.5 | 19-20
| BMM-V.42 | Labour charges for frame work |  | Sqm | 0.869 | 754 | 655.23 | 19-20
| BMT-N.88 | Initial cost |  | Sqm | 2.23 | 3030 | 6756.9 | 19-20
| BMM-V.42 | Labour charges for Shutter |  | Sqm | 1.687 | 754 | 1272 | 19-20
| BMT-G.09 | 200mm Alluminium tower bolts |  | No's | 2 | 103 | 206 | 19-20
| BMT-G.34 | 150mm Alluminium Door handle |  | No's | 4 | 103 | 412 | 19-20
| BMT-G.42 | 300mm Alluminium Aldrop |  | No's | 2 | 308 | 616 | 19-20
|  | Cost of Aluminium door stopper |  | No's | 1 | 53 | 53 | 19-20
|  | Rate per 2.556 Sqm |  |  |  |  | 15364.63 | 19-20
|  | Rate per 1.00 Sqm |  |  |  |  | 6011.2 | 19-20
2 |  | Supply and fixing of Wood Polymer Composite(WPC) Door Frame section of 63.5x100 MM .The two Vertical members are to be joined together with the horizontal member using 8x75 MM long MS Star full thread screws to be used with reverse forward speed control hand drilling machine. The ready/assembled door frame is fixed to the wall using hold fast or bolt fasteners. A minimum of 4 No.s of screws to be provided for each vertical member & minimum 2no.s for horizontal member, and fixing 28 -30 MM thick solid Wood Polymer Composite (WPC) double extruded door shutter with 3MM top and bottom rigid layer with an overall density of 750kg/Cum. It will be fixed to the frame using 3 inch /4 inch hinges. A minimum of 4 hinges will be required for fixing the door with the frame 1200 x 2130mm | [5 empty] | 19-20
|  | Taking output Unit = 2.556 Sqm | [5 empty] | 19-20
| BMT-N.83.C | Cost of Frame |  | Rm | 5.45 | 805 | 4387.25 | 19-20
| BMM-V.42 | Labour charges for frame work |  | Sqm | 0.869 | 754 | 655.23 | 19-20
| BMT-N.88 | Initial cost |  | Sqm | 2.23 | 3030 | 6756.9 | 19-20
| BMM-V.42 | Labour charges for Shutter |  | Sqm | 1.687 | 754 | 1272 | 19-20
| BMT-G.09 | 200mm Alluminium tower bolts |  | No's | 2 | 103 | 206 | 19-20
| BMT-G.34 | 150mm Alluminium Door handle |  | No's | 4 | 103 | 412 | 19-20
| BMT-G.42 | 300mm Alluminium Aldrop |  | No's | 2 | 308 | 616 | 19-20
|  | Cost of Aluminium door stopper |  | No's | 1 | 53 | 53 | 19-20
|  | Rate per 2.556 Sqm |  |  |  |  | 14358.38 | 19-20
|  | Rate per 1.00 Sqm |  |  |  |  | 5617.52 | 19-20
6 |  | Providing and fixing factory made uPVC white colour sliding glazed windowupto 1.50 m in height dimension comprising of uPVC multi-chamberedframe with in-built roller track and sash extruded profiles duly reinforcedwith 1.60 ± 0.2 mm thick galvanized mild steel section made from rollforming process of required length (shape & size according to uPVCprofile), appropriate dimension of uPVC extruded glazing beads anduPVC extruded interlocks, EPDM gasket, wool pile, zinc alloy (whitepowder coated) touch locks withhook, zinc alloy body with single nylonrollers (weight bearing capacity to be 40 kg), G.I fasteners 100 x 8 mmsize for fixing frame to finished wall and necessary stainless steel screwsetc. Profile of frame & sash shall be mitred cut and fusion welded at allcorners, including drilling of holes for fixing hardware's and drainage ofwater etc. After fixing frame the gap between frame and adjacent finishedwall shall be filled with weather proof silicon sealent over backer rod ofrequired size and of approved quality, all complete as per approved drawing& direction of Engineer-in-Charge inclusive of cost of Single / double glass panes,and silicon sealent Two track two panels sliding window made of (small series) frame 52 x 44 mm &sash 32 x 60 mm both having wall thickness of 1.9 ± 0.2 mm and single glazing bead of appropriate dimension. (Area of window upto 1.75 sqm) | [5 empty] | 19-20
| BMT-P.80.A | Initial cost two track panels | Sqm | 1 | 6038 |  | 6038 | 19-20
[7 empty] | 6038 | 19-20
7 | BMT-P.80.A | Initial cost Three track | Sqm | 1 | 8058 |  | 8058 | 19-20
[7 empty] | 8058 | 19-20
8 | BMT-P.79 | Initial cost Glazed window | Sqm | 1 | 5830 |  | 5830 | 19-20
[7 empty] | 5830 | 19-20
3 |  | supply and fixing of Single fixed Louvers Ventilator including cost and labour charges etc., complete | [5 empty] | 19-20
| BMT-P.59 | Initial cost two track panels | Sqm | 1 | 3797 |  | 3797 | 19-20
[7 empty] | 3797 | 19-20
AS PER SSR 2020-21
1 |  | Supplying and fixing of Door of size 1.20X2.10M with two panels of frames made with teak wood and Shutter made with medium Teak wood including MS Z hold fasts , brass tower bolts, handle and butt hinges with all furniture fittings including c/c of all materials and furniture fittings etc complete as per specification (APSS No 1001 & 1002) Door Frame with Shutters | [5 empty] | 20-21
|  | Unit = Each | [5 empty] | 20-21
|  | Frames : Medium Teak Wood | [5 empty] | 20-21
|  | Vertical posts | 2 | 1.9 | 0.1 | 0.075 | 0.0285 | 20-21
|  | Horizontal Top & Bottom | 2 | 1.2 | 0.1 | 0.075 | 0.018 | 20-21
[7 empty] | 0.0465 | 20-21
|  | Shutters : Medium Teak Wood | 2 | 1.95 | 0.52 | 0.03 | 0.0608 | 20-21
[7 empty] | 0.0608 | 20-21
| BMT-E.01 | Teak Wood for Scantlings/Frames |  | cum | 0.0465 | 71195 | 3310.57 | 20-21
| BMT-E.04 | Teak Wood for Planks/Shutters |  | cum | 0.0608 | 142391 | 8657.37 | 20-21
| BMT-G.02 | 150mm Brass tower bolts |  | No's | 2 | 231 | 462 | 20-21
| BMT-G.21 | Butt Hinges 125mm Brass |  | No's | 6 | 246 | 1476 | 20-21
| BMT-G.34 | 150mm Alluminium Door handle |  | No's |  | 103 | 0 | 20-21
| BMT-G.37 | 300mm Brass Aldrop |  | No's | 2 | 1087 | 2174 | 20-21
| BMT-G.46 | Brass door stoppers |  | No's | 1 | 168 | 168 | 20-21
| BMS-W.69 | MS Z Hold fasts 300mm Long |  | No's | 6 | 32 | 192 | 20-21
|  | B. Labour | [5 empty] | 20-21
| BMM-V.25 | wrought & Putup Labour charges |  | Sqm | 2.52 | 1570 | 3956.4 | 20-21 |  | 3956.4
[7 empty] | 20396.34 | 20-21 |  | 3956.4
2 |  | Supplying and fixing of Door of size 1.20X2.10M with single panels of frames made with teak wood including c/c of all materials and furniture fittings etc complete as per specification (APSS No 1001 & 1002) Door Frames only | [5 empty] | 20-21
|  | Unit = Each | [5 empty] | 20-21
|  | Frames : Teak wood | [5 empty] | 20-21
|  | Vertical posts | 2 | 1.9 | 0.1 | 0.075 | 0.0285 | 20-21
|  | Horizontal Top & Bottom | 1 | 1.2 | 0.1 | 0.075 | 0.009 | 20-21
[7 empty] | 0.0375 | 20-21
| BMT-E.01 | Teak Wood for Scantlings/Frames |  | cum | 0.0375 | 71195 | 2669.81 | 20-21
| BMT-N.12 | Flush shutter door |  | Sqm | 2.09 | 1790 |  | 20-21
| BMM-V.23 | Fixing flush door door |  | Sqm | 2.09 | 754 |  | 20-21
| BMT-G.08 | 150mm Alluminium tower bolts |  | No's | 2 | 84 |  | 20-21
| BMT-G.25 | Butt Hinges 125mm Alluminiu |  | No's | 3 | 117 |  | 20-21
| BMT-G.34 | 150mm Alluminium Door handle |  | No's | 2 | 103 |  | 20-21
| BMT-G.42 | 300mm Alluminium Aldrop |  | No's | 2 | 308 |  | 20-21
| BMT-G.53 | Door stopper MS Powder coated |  | No's | 1 | 53 |  | 20-21
| BMS-W.69 | MS Z Hold fasts 300mm Long |  | No's | 6 | 32 | 192 | 20-21
|  | B. Labour | [5 empty] | 20-21
| BMM-V.25 | wrought & Putup Labour charges For frames only (1/3) |  | Sqm | 2.52 | 1570 | 1318.8 | 20-21
[7 empty] | 4180.61 | 20-21
3 |  | Supplying and fixing of Door of size 1.20X2.10M with single panels of frames made with sal wood and Shutter made with Flush door shutters including MS Z hold fasts , Alluminium tower bolts, handle and butt hinges with all furniture fittings including c/c of all materials and furniture fittings etc complete as per specification (APSS No 1001 & 1002) Door Frame with Shutters | [5 empty] | 20-21
|  | Unit = Each | [5 empty] | 20-21
|  | Frames : Sal Wood | [5 empty] | 20-21
|  | Vertical posts | 2 | 1.9 | 0.1 | 0.075 | 0.0285 | 20-21
|  | Horizontal Top & Bottom | 1 | 1.2 | 0.1 | 0.075 | 0.009 | 20-21
[7 empty] | 0.0375 | 20-21
| BMT-E.15 | Sal Wood for Scantlings/Frames |  | cum | 0.0375 | 46217 | 1733.14 | 20-21
| BMT-N.12 | Flush shutter door |  | Sqm | 2.09 | 1790 | 3741.1 | 20-21
| BMM-V.23 | Fixing flush door door |  | Sqm | 2.09 | 754 | 1575.86 | 20-21
| BMT-G.08 | 150mm Alluminium tower bolts |  | No's | 2 | 84 | 168 | 20-21
| BMT-G.25 | Butt Hinges 125mm Alluminiu |  | No's | 3 | 117 | 351 | 20-21
| BMT-G.34 | 150mm Alluminium Door handle |  | No's | 2 | 103 | 206 | 20-21
| BMT-G.42 | 300mm Alluminium Aldrop |  | No's | 2 | 308 | 616 | 20-21
| BMT-G.53 | Door stopper MS Powder coated |  | No's | 1 | 53 | 53 | 20-21
| BMS-W.69 | MS Z Hold fasts 300mm Long |  | No's | 6 | 32 | 192 | 20-21
|  | B. Labour | [5 empty] | 20-21
| BMM-V.38 | wrought & Putup Labour charges |  | Sqm | 2.52 | 1452 | 1219.68 | 20-21
[7 empty] | 9855.78 | 20-21
3 |  | Supplying and fixing of Door of size 0.90X2.10M with single panels of frames made with teak wood and Shutter made with medium Teak wood including MS Z hold fasts , Alluminium tower bolts, handle and butt hinges with all furniture fittings including c/c of all materials and furniture fittings etc complete as per specification (APSS No 1001 & 1002) Door Frame with Shutters | [5 empty] | 20-21
|  | Unit = Each | [5 empty] | 20-21
|  | Frames : Medium Teak Wood | [5 empty] | 20-21
|  | Vertical posts | 2 | 1.9 | 0.1 | 0.075 | 0.0285 | 20-21
|  | Horizontal Top & Bottom | 1 | 0.9 | 0.1 | 0.075 | 0.0068 | 20-21
[7 empty] | 0.0353 | 20-21
|  | Shutters : Medium Teak Wood | 1 | 2.01 | 0.8 | 0.03 | 0.0482 | 20-21
[7 empty] | 0.0482 | 20-21
| BMT-E.01 | Teak Wood for Scantlings/Frames |  | cum | 0.0353 | 71195 | 2513.18 | 20-21
| BMT-E.04 | Teak Wood for Planks/Shutters |  | cum | 0.0482 | 142391 | 6863.25 | 20-21
| BMT-G.02 | 150mm Brass tower bolts |  | No's | 2 | 231 | 462 | 20-21
| BMT-G.21 | Butt Hinges 125mm Brass |  | No's | 3 | 246 | 738 | 20-21
| BMT-G.34 | 150mm Alluminium Door handle |  | No's |  | 103 | 0 | 20-21
| BMT-G.37 | 300mm Brass Aldrop |  | No's | 2 | 1087 | 2174 | 20-21
| BMT-G.46 | Brass door stoppers |  | No's | 1 | 168 | 168 | 20-21
| BMS-W.69 | MS Z Hold fasts 300mm Long |  | No's | 6 | 32 | 192 | 20-21
|  | B. Labour | [5 empty] | 20-21
| BMM-V.25 | wrought & Putup Labour charges |  | Sqm | 1.89 | 1570 | 989.1 | 20-21
[7 empty] | 14099.53 | 20-21
4 |  | Supplying and fixing of Door of size 0.80X2.10M with single panels of frames made with teak wood and Shutter made with medium Teak wood including MS Z hold fasts , Alluminium tower bolts, handle and butt hinges with all furniture fittings including c/c of all materials and furniture fittings etc complete as per specification (APSS No 1001 & 1002) Door Frame with Shutters | [5 empty] | 20-21
|  | Unit = Each | [5 empty] | 20-21
|  | Frames : Medium Teak Wood | [5 empty] | 20-21
|  | Vertical posts | 2 | 1.9 | 0.1 | 0.075 | 0.0285 | 20-21
|  | Horizontal Top & Bottom | 1 | 0.8 | 0.1 | 0.075 | 0.006 | 20-21
[7 empty] | 0.0345 | 20-21
|  | Shutters : Medium Teak Wood | 1 | 2.01 | 0.72 | 0.03 | 0.0434 | 20-21
[7 empty] | 0.0434 | 20-21
| BMT-E.01 | Teak Wood for Scantlings/Frames |  | cum | 0.0345 | 71195 | 2456.23 | 20-21
| BMT-E.04 | Teak Wood for Planks/Shutters |  | cum | 0.0434 | 142391 | 6179.77 | 20-21
| BMT-G.02 | 150mm Brass tower bolts |  | No's | 2 | 231 | 462 | 20-21
| BMT-G.21 | Butt Hinges 125mm Brass |  | No's | 3 | 246 | 738 | 20-21
| BMT-G.34 | 150mm Alluminium Door handle |  | No's |  | 103 | 0 | 20-21
| BMT-G.37 | 300mm Brass Aldrop |  | No's | 2 | 1087 | 2174 | 20-21
| BMT-G.46 | Brass door stoppers |  | No's | 1 | 168 | 168 | 20-21
| BMS-W.69 | MS Z Hold fasts 300mm Long |  | No's | 6 | 32 | 192 | 20-21
|  | B. Labour | [5 empty] | 20-21
| BMM-V.25 | wrought & Putup Labour charges |  | Sqm | 1.89 | 1570 | 989.1 | 20-21
[7 empty] | 13359.1 | 20-21
2 |  | Supplying and fixing of Door of size 0.90X2.10M with single panels of frames made with sal wood and Shutter made with sal wood including MS Z hold fasts , Alluminium tower bolts, handle and butt hinges with all furniture fittings including c/c of all materials and furniture fittings etc complete as per specification (APSS No 1001 & 1002) Door Frame with Shutters | [5 empty] | 20-21
|  | Unit = Each | [5 empty] | 20-21
|  | Frames : Sal Wood | [5 empty] | 20-21
|  | Vertical posts | 2 | 1.9 | 0.1 | 0.075 | 0.0285 | 20-21
|  | Horizontal Top & Bottom | 1 | 0.9 | 0.1 | 0.075 | 0.0068 | 20-21
[7 empty] | 0.0353 | 20-21
|  | Shutters : Sal Wood | 2 | 2.01 | 0.4 | 0.03 | 0.0482 | 20-21
[7 empty] | 0.0482 | 20-21
| BMT-E.15 | Sal Wood for Scantlings/Frames |  | cum | 0.0353 | 46217 | 1631.46 | 20-21
| BMT-E.16 | Sal Wood for Planks/Shutters |  | cum | 0.0482 | 58690 | 2828.86 | 20-21
| BMT-G.08 | 150mm Alluminium tower bolts |  | No's | 2 | 84 | 168 | 20-21
| BMT-G.25 | Butt Hinges 125mm Brass |  | No's | 6 | 117 | 702 | 20-21
| BMT-G.34 | 150mm Alluminium Door handle |  | No's |  | 103 | 0 | 20-21
| BMT-G.42 | 300mm Alluminium Aldrop |  | No's | 2 | 308 | 616 | 20-21
| BMT-G.57 | Alluminium door stoppers |  | No's | 1 | 53 | 53 | 20-21
| BMS-W.69 | MS Z Hold fasts 300mm Long |  | No's | 6 | 32 | 192 | 20-21
|  | B. Labour | [5 empty] | 20-21
| BMM-V.38 | wrought & Putup Labour charges |  | Sqm | 1.89 | 1452 | 914.76 | 20-21
[7 empty] | 7106.08 | 20-21
3 |  | Supplying and fixing of Door of size 0.80X2.10M with single panels of frames made with sal wood and Shutter made with sal wood including MS Z hold fasts , Alluminium tower bolts, handle and butt hinges with all furniture fittings including c/c of all materials and furniture fittings etc complete as per specification (APSS No 1001 & 1002) Door Frame with Shutters | [5 empty] | 20-21
|  | Unit = Each | [5 empty] | 20-21
|  | Frames : Sal Wood | [5 empty] | 20-21
|  | Vertical posts | 2 | 1.9 | 0.1 | 0.075 | 0.0285 | 20-21
|  | Horizontal Top & Bottom | 1 | 0.8 | 0.1 | 0.075 | 0.006 | 20-21
[7 empty] | 0.0345 | 20-21
|  | Shutters : Sal Wood | 1 | 2.01 | 0.72 | 0.03 | 0.0434 | 20-21
[7 empty] | 0.0434 | 20-21
| BMT-E.15 | Sal Wood for Scantlings/Frames |  | cum | 0.0345 | 46217 | 1594.49 | 20-21
| BMT-E.16 | Sal Wood for Planks/Shutters |  | cum | 0.0434 | 58690 | 2547.15 | 20-21
| BMT-G.08 | 150mm Alluminium tower bolts |  | No's | 2 | 84 | 168 | 20-21
| BMT-G.25 | Butt Hinges 125mm Brass |  | No's | 3 | 117 | 351 | 20-21
| BMT-G.34 | 150mm Alluminium Door handle |  | No's |  | 103 | 0 | 20-21
| BMT-G.42 | 300mm Alluminium Aldrop |  | No's | 2 | 308 | 616 | 20-21
| BMT-G.57 | Alluminium door stoppers |  | No's | 1 | 53 | 53 | 20-21
| BMS-W.69 | MS Z Hold fasts 300mm Long |  | No's | 6 | 32 | 192 | 20-21
|  | B. Labour | [5 empty] | 20-21
| BMM-V.38 | wrought & Putup Labour charges |  | Sqm | 1.68 | 1452 | 813.12 | 20-21
[7 empty] | 6334.76 | 20-21
5 |  | Supplying and fixing of Door of size 1.05X2.10M with single panels of frames made with teak wood and Shutter made with medium Teak wood including MS Z hold fasts , Alluminium tower bolts, handle and butt hinges with all furniture fittings including c/c of all materials and furniture fittings etc complete as per specification (APSS No 1001 & 1002) Door Frame with Shutters | [5 empty] | 20-21
|  | Unit = Each | [5 empty] | 20-21
|  | Frames : Medium Teak Wood | [5 empty] | 20-21
|  | Vertical posts | 2 | 1.9 | 0.1 | 0.075 | 0.0285 | 20-21
|  | Horizontal Top & Bottom | 1 | 1.05 | 0.1 | 0.075 | 0.0079 | 20-21
[7 empty] | 0.0364 | 20-21
|  | Shutters : Medium Teak Wood | 1 | 2.01 | 0.94 | 0.03 | 0.0567 | 20-21
[7 empty] | 0.0567 | 20-21
| BMT-E.01 | Teak Wood for Scantlings/Frames |  | cum | 0.0364 | 71195 | 2591.5 | 20-21
| BMT-E.04 | Teak Wood for Planks/Shutters |  | cum | 0.0567 | 142391 | 8073.57 | 20-21
| BMT-G.02 | 150mm Brass tower bolts |  | No's | 2 | 231 | 462 | 20-21
| BMT-G.21 | Butt Hinges 125mm Brass |  | No's | 3 | 246 | 738 | 20-21
| BMT-G.34 | 150mm Alluminium Door handle |  | No's |  | 103 | 0 | 20-21
| BMT-G.37 | 300mm Brass Aldrop |  | No's | 2 | 1087 | 2174 | 20-21
| BMT-G.46 | Brass door stoppers |  | No's | 1 | 168 | 168 | 20-21
| BMS-W.69 | MS Z Hold fasts 300mm Long |  | No's | 6 | 32 | 192 | 20-21
|  | B. Labour | [5 empty] | 20-21
| BMM-V.25 | wrought & Putup Labour charges |  | Sqm | 2.21 | 1570 | 1156.57 | 20-21
[7 empty] | 15555.64 | 20-21
3 |  | Supplying and fixing of Door of size 1.05X2.10M with single panels of frames made with teak wood including c/c of all materials and furniture fittings etc complete as per specification (APSS No 1001 & 1002) Door Frames only | [5 empty] | 20-21
|  | Unit = Each | [5 empty] | 20-21
|  | A. Materials | [5 empty] | 20-21
|  | Frames : Sal Wood | [5 empty] | 20-21
|  | Vertical posts | 2 | 1.95 | 0.1 | 0.075 | 0.0293 | 20-21
|  | Horizontal Top & Bottom | 2 | 1.05 | 0.1 | 0.075 | 0.0158 | 20-21
[7 empty] | 0.0451 | 20-21
| BMT-E.01 | Teak Wood for Scantlings/Frames |  | cum | 0.0451 | 71195 | 3210.89 | 20-21
| BMT-N.12 | Flush shutter door |  | Sqm | 1.48 | 1790 |  | 20-21 | 0.7381
| BMM-V.23 | Fixing flush door |  | Sqm | 1.48 | 754 |  | 20-21
| BMT-G.08 | 150mm Alluminium tower bolts |  | No's | 2 | 84 |  | 20-21
| BMT-G.25 | Butt Hinges 125mm Alluminiu |  | No's | 3 | 117 |  | 20-21
| BMT-G.34 | 150mm Alluminium Door handle |  | No's | 2 | 103 |  | 20-21
| BMT-G.42 | 300mm Alluminium Aldrop |  | No's | 2 | 308 |  | 20-21
| BMT-G.53 | Door stopper MS Powder coated |  | No's | 1 | 53 |  | 20-21
| BMS-W.69 | MS Z Hold fasts 300mm Long |  | No's | 6 | 32 | 192 | 20-21
|  | B. Labour | [5 empty] | 20-21
| BMM-V.25 | wrought & Putup Labour charges For frames only (1/3) |  | Sqm | 2.21 | 1452 | 1069.64 | 20-21
[7 empty] | 4472.53 | 20-21 |  | 0
5 |  | Supplying and fixing of Door of size 0.90X2.10M with single panels of frames made with teak wood and Shutter made with Flush door shutters including MS Z hold fasts , Alluminium tower bolts, handle and butt hinges with all furniture fittings including c/c of all materials and furniture fittings etc complete as per specification (APSS No 1001 & 1002) Door Frame with Shutters | [5 empty] | 20-21
|  | Unit = Each | [5 empty] | 20-21
|  | A. Materials | [5 empty] | 20-21
|  | Frames : Sal Wood | [5 empty] | 20-21
|  | Vertical posts | 2 | 1.95 | 0.1 | 0.075 | 0.0293 | 20-21
|  | Horizontal Top & Bottom | 2 | 0.9 | 0.1 | 0.075 | 0.0135 | 20-21
[7 empty] | 0.0428 | 20-21
| BMT-E.01 | Teak Wood for Scantlings/Frames |  | cum | 0.0428 | 71195 | 3047.15 | 20-21
| BMT-N.12 | Flush shutter door |  | Sqm | 1.32 | 1790 | 2362.8 | 20-21
| BMM-V.23 | Fixing flush door |  | Sqm | 1.32 | 754 | 995.28 | 20-21
| BMT-G.08 | 150mm Alluminium tower bolts |  | No's | 2 | 84 | 168 | 20-21
| BMT-G.25 | Butt Hinges 125mm Alluminiu |  | No's | 3 | 117 | 351 | 20-21
| BMT-G.34 | 150mm Alluminium Door handle |  | No's | 2 | 103 | 206 | 20-21
| BMT-G.42 | 300mm Alluminium Aldrop |  | No's | 2 | 308 | 616 | 20-21
| BMT-G.53 | Door stopper MS Powder coated |  | No's | 1 | 53 | 53 | 20-21
| BMS-W.69 | MS Z Hold fasts 300mm Long |  | No's | 6 | 32 | 192 | 20-21
|  | B. Labour | [5 empty] | 20-21
| BMM-V.25 | wrought & Putup Labour charges For frames only (1/3) |  | Sqm | 1.89 | 1452 | 914.76 | 20-21
[7 empty] | 8905.99 | 20-21 |  | 0
7 |  | Supplying and fixing of ventilator of size 0.60 x 0.45 Mts including fixing of 8mm dia roads and 4mm plain glass including all labour charges etc., complete | [5 empty] | 20-21
|  | Sal Wood |  | cum | 0.008 | 46217 | 369.74 | 20-21
|  | 8mm dia rods |  | Kg | 0.5 | 48.38 | 24.19 | 20-21
| BMT-I.01 | Plain float glass |  | Sqm | 0.27 | 373 | 100.71 | 20-21
20-21
|  | Rate per 1 No |  |  |  |  | 494.64 | 20-21 |  | 0
2 |  | S&F of Cement Jolleys 50mm thick | [5 empty] | 20-21
| BMS-W.17 | Initial cost | Sqm | 1 | 340 |  | 340 | 20-21
|  | 1st class mason | Day | 0.06 | 550 |  | 33 | 20-21
|  | 2nd class mason | Day | 0.06 | 500 |  | 30 | 20-21
|  | Mazdoor(unskilled) | Day | 0.275 | 460 |  | 126.5 | 20-21
|  | Rate per 1 Sqm |  |  |  |  | 529.5 | 20-21
5 |  | Supply and fixing of Wood Polymer Composite(WPC) Door Frame section of 63.5x100 MM .The two Vertical members are to be joined together with the horizontal member using 8x75 MM long MS Star full thread screws to be used with reverse forward speed control hand drilling machine. The ready/assembled door frame is fixed to the wall using hold fast or bolt fasteners. A minimum of 4 No.s of screws to be provided for each vertical member & minimum 2no.s for horizontal member, and fixing 28 -30 MM thick solid Wood Polymer Composite (WPC) double extruded door shutter with 3MM top and bottom rigid layer with an overall density of 750kg/Cum. It will be fixed to the frame using 3 inch /4 inch hinges. A minimum of 4 hinges will be required for fixing the door with the frame 1200 x 2130mm | [5 empty] | 20-21
|  | Taking output Unit = 2.556 Sqm | [5 empty] | 20-21
| BMT-N.83.C | Cost of Frame |  | Rm | 6.7 | 805 | 5393.5 | 20-21
| BMM-V.42 | Labour charges for frame work |  | Sqm | 0.869 | 754 | 655.23 | 20-21
| BMT-N.88 | Initial cost |  | Sqm | 2.23 | 3030 | 6756.9 | 20-21
| BMM-V.42 | Labour charges for Shutter |  | Sqm | 1.687 | 754 | 1272 | 20-21
| BMT-G.09 | 200mm Alluminium tower bolts |  | No's | 2 | 103 | 206 | 20-21
| BMT-G.34 | 150mm Alluminium Door handle |  | No's | 4 | 103 | 412 | 20-21
| BMT-G.42 | 300mm Alluminium Aldrop |  | No's | 2 | 308 | 616 | 20-21
|  | Cost of Aluminium door stopper |  | No's | 1 | 53 | 53 | 20-21
|  | Rate per 2.556 Sqm |  |  |  |  | 15364.63 | 20-21
|  | Rate per 1.00 Sqm |  |  |  |  | 6011.2 | 20-21
2 |  | Supply and fixing of Wood Polymer Composite(WPC) Door Frame section of 63.5x100 MM .The two Vertical members are to be joined together with the horizontal member using 8x75 MM long MS Star full thread screws to be used with reverse forward speed control hand drilling machine. The ready/assembled door frame is fixed to the wall using hold fast or bolt fasteners. A minimum of 4 No.s of screws to be provided for each vertical member & minimum 2no.s for horizontal member, and fixing 28 -30 MM thick solid Wood Polymer Composite (WPC) double extruded door shutter with 3MM top and bottom rigid layer with an overall density of 750kg/Cum. It will be fixed to the frame using 3 inch /4 inch hinges. A minimum of 4 hinges will be required for fixing the door with the frame 1200 x 2130mm | [5 empty] | 20-21
|  | Taking output Unit = 2.556 Sqm | [5 empty] | 20-21
| BMT-N.83.C | Cost of Frame |  | Rm | 5.45 | 805 | 4387.25 | 20-21
| BMM-V.42 | Labour charges for frame work |  | Sqm | 0.869 | 754 | 655.23 | 20-21
| BMT-N.88 | Initial cost |  | Sqm | 2.23 | 3030 | 6756.9 | 20-21
| BMM-V.42 | Labour charges for Shutter |  | Sqm | 1.687 | 754 | 1272 | 20-21
| BMT-G.09 | 200mm Alluminium tower bolts |  | No's | 2 | 103 | 206 | 20-21
| BMT-G.34 | 150mm Alluminium Door handle |  | No's | 4 | 103 | 412 | 20-21
| BMT-G.42 | 300mm Alluminium Aldrop |  | No's | 2 | 308 | 616 | 20-21
|  | Cost of Aluminium door stopper |  | No's | 1 | 53 | 53 | 20-21
|  | Rate per 2.556 Sqm |  |  |  |  | 14358.38 | 20-21
|  | Rate per 1.00 Sqm |  |  |  |  | 5617.52 | 20-21
5 |  | Providing and fixing factory made uPVC white colour sliding glazed windowupto 1.50 m in height dimension comprising of uPVC multi-chamberedframe with in-built roller track and sash extruded profiles duly reinforcedwith 1.60 ± 0.2 mm thick galvanized mild steel section made from rollforming process of required length (shape & size according to uPVCprofile), appropriate dimension of uPVC extruded glazing beads anduPVC extruded interlocks, EPDM gasket, wool pile, zinc alloy (whitepowder coated) touch locks withhook, zinc alloy body with single nylonrollers (weight bearing capacity to be 40 kg), G.I fasteners 100 x 8 mmsize for fixing frame to finished wall and necessary stainless steel screwsetc. Profile of frame & sash shall be mitred cut and fusion welded at allcorners, including drilling of holes for fixing hardware's and drainage ofwater etc. After fixing frame the gap between frame and adjacent finishedwall shall be filled with weather proof silicon sealent over backer rod ofrequired size and of approved quality, all complete as per approved drawing& direction of Engineer-in-Charge inclusive of cost of Single / double glass panes,and silicon sealent Two track two panels sliding window made of (small series) frame 52 x 44 mm &sash 32 x 60 mm both having wall thickness of 1.9 ± 0.2 mm and single glazing bead of appropriate dimension. (Area of window upto 1.75 sqm) | [5 empty] | 20-21
| BMT-P.80.A | Initial cost two track panels | Sqm | 1 | 6038 |  | 6038 | 20-21
[7 empty] | 6038 | 20-21
6 | BMT-P.80.A | Initial cost Three track | Sqm | 1 | 8058 |  | 8058 | 20-21
[7 empty] | 8058 | 20-21
8 | BMT-P.79 | Initial cost Glazed window | Sqm | 1 | 5830 |  | 5830 | 20-21
[7 empty] | 5830 | 20-21
3 |  | supply and fixing of Single fixed Louvers Ventilator including cost and labour charges etc., complete | [5 empty] | 20-21
| BMT-P.59 | Initial cost two track panels | Sqm | 1 | 3797 |  | 3797 | 20-21
[7 empty] | 3797 | 20-21
|  | AS PER SSR 2021-22 | [5 empty] | 21-22
1 |  | Supplying and fixing of Door of size 1.20X2.10M with two panels of frames made with teak wood and Shutter made with medium Teak wood including MS Z hold fasts , alluminium tower bolts, handle and butt hinges with all furniture fittings including c/c of all materials and furniture fittings etc complete as per specification (APSS No 1001 & 1002) Door Frame with Shutters | [5 empty] | 21-22
|  | Unit = Each | [5 empty] | 21-22
|  | Frames : Medium Teak Wood | [5 empty] | 21-22
|  | Vertical posts | 2 | 1.95 | 0.1 | 0.075 | 0.0293 | 21-22
|  | Horizontal Top & Bottom | 2 | 1.2 | 0.1 | 0.075 | 0.018 | 21-22
[7 empty] | 0.0473 | 21-22
|  | Shutters : Medium Teak Wood | 2 | 1.97 | 0.535 | 0.03 | 0.0632 | 21-22
[7 empty] | 0.0632 | 21-22
| BMT-E.01 | Teak Wood for Scantlings/Frames |  | cum | 0.0473 | 74500 | 3523.85 | 21-22
| BMT-E.04 | Teak Wood for Planks/Shutters |  | cum | 0.0632 | 149000 | 9416.8 | 21-22
| BMT-G.08 | 150mm Alluminium tower bolts |  | No's | 2 | 84 | 168 | 21-22
| BMT-G.25 | Butt Hinges 125mm Alluminiu |  | No's | 6 | 117 | 702 | 21-22
| BMT-G.34 | 150mm Alluminium Door handle |  | No's |  | 103 | 0 | 21-22
| BMT-G.42 | 300mm Alluminium Aldrop |  | No's | 2 | 308 | 616 | 21-22
| BMT-G.53 | Door stopper MS Powder coated |  | No's | 1 | 53 | 53 | 21-22
| BMS-W.69 | MS Z Hold fasts 300mm Long |  | No's | 6 | 35 | 210 | 21-22
|  | B. Labour | [5 empty] | 21-22
| BMM-V.25 | wrought & Putup Labour charges |  | Sqm | 2.52 | 1672 | 4213.44 | 21-22 |  | 4213.44
[7 empty] | 18903.09 | 21-22 |  | 4213.44
2 |  | Supplying and fixing of Door of size 1.20X2.10M with single panels of frames made with teak wood and Shutter made with Flush door shutters including MS Z hold fasts , Alluminium tower bolts, handle and butt hinges with all furniture fittings including c/c of all materials and furniture fittings etc complete as per specification (APSS No 1001 & 1002) Door Frame with Shutters | [5 empty] | 21-22
|  | Unit = Each | [5 empty] | 21-22
|  | Frames : Sal Wood | [5 empty] | 21-22
|  | Vertical posts | 2 | 1.9 | 0.1 | 0.075 | 0.0285 | 21-22
|  | Horizontal Top & Bottom | 1 | 1.2 | 0.1 | 0.075 | 0.009 | 21-22
[7 empty] | 0.0375 | 21-22
| BMT-E.01 | Teak Wood for Scantlings/Frames |  | cum | 0.0375 | 74500 | 2793.75 | 21-22
| BMT-N.12 | Flush shutter door |  | Sqm | 2.09 | 1790 | 3741.1 | 21-22
| BMM-V.23 | Fixing flush door door |  | Sqm | 2.09 | 800 | 1672 | 21-22
| BMT-G.08 | 150mm Alluminium tower bolts |  | No's | 2 | 84 | 168 | 21-22
| BMT-G.25 | Butt Hinges 125mm Alluminiu |  | No's | 3 | 117 | 351 | 21-22
| BMT-G.34 | 150mm Alluminium Door handle |  | No's | 2 | 103 | 206 | 21-22
| BMT-G.42 | 300mm Alluminium Aldrop |  | No's | 2 | 308 | 616 | 21-22
| BMT-G.53 | Door stopper MS Powder coated |  | No's | 1 | 53 | 53 | 21-22
| BMS-W.69 | MS Z Hold fasts 300mm Long |  | No's | 6 | 35 | 210 | 21-22
|  | B. Labour | [5 empty] | 21-22
| BMM-V.25 | wrought & Putup Labour charges For frames only (1/3) |  | Sqm | 2.52 | 1672 | 1404.48 | 21-22
[7 empty] | 11215.33 | 21-22
3 |  | Supplying and fixing of Door of size 1.20X2.10M with single panels of frames made with sal wood and Shutter made with Flush door shutters including MS Z hold fasts , Alluminium tower bolts, handle and butt hinges with all furniture fittings including c/c of all materials and furniture fittings etc complete as per specification (APSS No 1001 & 1002) Door Frame with Shutters | [5 empty] | 21-22
|  | Unit = Each | [5 empty] | 21-22
|  | Frames : Sal Wood | [5 empty] | 21-22
|  | Vertical posts | 2 | 1.9 | 0.1 | 0.075 | 0.0285 | 21-22
|  | Horizontal Top & Bottom | 1 | 1.2 | 0.1 | 0.075 | 0.009 | 21-22
[7 empty] | 0.0375 | 21-22
| BMT-E.15 | Sal Wood for Scantlings/Frames |  | cum | 0.0375 | 48500 | 1818.75 | 21-22
| BMT-N.12 | Flush shutter door |  | Sqm | 2.09 | 1790 | 3741.1 | 21-22
| BMM-V.23 | Fixing flush door door |  | Sqm | 2.09 | 800 | 1672 | 21-22
| BMT-G.08 | 150mm Alluminium tower bolts |  | No's | 2 | 84 | 168 | 21-22
| BMT-G.25 | Butt Hinges 125mm Alluminiu |  | No's | 3 | 117 | 351 | 21-22
| BMT-G.34 | 150mm Alluminium Door handle |  | No's | 2 | 103 | 206 | 21-22
| BMT-G.42 | 300mm Alluminium Aldrop |  | No's | 2 | 308 | 616 | 21-22
| BMT-G.53 | Door stopper MS Powder coated |  | No's | 1 | 53 | 53 | 21-22
| BMS-W.69 | MS Z Hold fasts 300mm Long |  | No's | 6 | 35 | 210 | 21-22
|  | B. Labour | [5 empty] | 21-22
| BMM-V.38 | wrought & Putup Labour charges |  | Sqm | 2.52 | 1546 | 1298.64 | 21-22
[7 empty] | 10134.49 | 21-22
2 |  | Supplying and fixing of Door of size 0.90X2.10M with single panels of frames made with teak wood and Shutter made with Sal wood including MS Z hold fasts , Alluminium tower bolts, handle and butt hinges with all furniture fittings including c/c of all materials and furniture fittings etc complete as per specification (APSS No 1001 & 1002) Door Frame with Shutters | [5 empty] | 21-22
|  | Unit = Each | [5 empty] | 21-22
|  | Frames : Medium Teak Wood | [5 empty] | 21-22
|  | Vertical posts | 2 | 1.95 | 0.1 | 0.075 | 0.0293 | 21-22
|  | Horizontal Top & Bottom | 2 | 0.9 | 0.1 | 0.075 | 0.0135 | 21-22
[7 empty] | 0.0428 | 21-22
|  | Shutters : Sal Wood | 1 | 1.97 | 0.77 | 0.03 | 0.0455 | 21-22
[7 empty] | 0.0455 | 21-22
| BMT-E.01 | Teak Wood for Scantlings/Frames |  | cum | 0.0428 | 74500 | 3188.6 | 21-22
| BMT-E.04 | Teak Wood for Planks/Shutters |  | cum | 0.0455 | 149000 | 6779.5 | 21-22
| BMT-G.08 | 150mm Alluminium tower bolts |  | No's | 2 | 84 | 168 | 21-22
| BMT-G.25 | Butt Hinges 125mm Alluminiu |  | No's | 6 | 117 | 702 | 21-22
| BMT-G.34 | 150mm Alluminium Door handle |  | No's |  | 103 | 0 | 21-22
| BMT-G.42 | 300mm Alluminium Aldrop |  | No's | 2 | 308 | 616 | 21-22
| BMT-G.53 | Door stopper MS Powder coated |  | No's | 1 | 53 | 53 | 21-22
| BMS-W.69 | MS Z Hold fasts 300mm Long |  | No's | 6 | 35 | 210 | 21-22
|  | B. Labour | [5 empty] | 21-22
| BMM-V.25 | wrought & Putup Labour charges |  | Sqm | 1.89 | 1672 | 1053.36 | 21-22
[7 empty] | 12770.46 | 21-22
3 |  | Supplying and fixing of Door of size 0.75X2.10M with single panels of frames made with teak wood and Shutter made with teak wood including MS Z hold fasts , Alluminium tower bolts, handle and butt hinges with all furniture fittings including c/c of all materials and furniture fittings etc complete as per specification (APSS No 1001 & 1002) Door Frame with Shutters | [5 empty] | 21-22
|  | Unit = Each | [5 empty] | 21-22
|  | Frames : Medium Teak Wood | [5 empty] | 21-22
|  | Vertical posts | 2 | 1.95 | 0.1 | 0.075 | 0.0293 | 21-22
|  | Horizontal Top & Bottom | 2 | 0.75 | 0.1 | 0.075 | 0.0113 | 21-22
[7 empty] | 0.0406 | 21-22
|  | Shutters : Medium Teak Wood | 1 | 1.97 | 0.62 | 0.03 | 0.0366 | 21-22
[7 empty] | 0.0366 | 21-22
| BMT-E.01 | Teak Wood for Scantlings/Frames |  | cum | 0.0406 | 74500 | 3024.7 | 21-22
| BMT-E.04 | Teak Wood for Planks/Shutters |  | cum | 0.0366 | 149000 | 5453.4 | 21-22
| BMT-G.08 | 150mm Alluminium tower bolts |  | No's | 2 | 84 | 168 | 21-22
| BMT-G.25 | Butt Hinges 125mm Alluminiu |  | No's | 3 | 117 | 351 | 21-22
| BMT-G.34 | 150mm Alluminium Door handle |  | No's |  | 308 | 0 | 21-22
| BMT-G.42 | 300mm Alluminium Aldrop |  | No's | 2 | 308 | 616 | 21-22
| BMT-G.53 | Door stopper MS Powder coated |  | No's | 1 | 53 | 53 | 21-22
| BMS-W.69 | MS Z Hold fasts 300mm Long |  | No's | 6 | 35 | 210 | 21-22
|  | B. Labour | [5 empty] | 21-22
| BMM-V.25 | wrought & Putup Labour charges |  | Sqm | 1.58 | 1672 | 880.59 | 21-22
[7 empty] | 10756.69 | 21-22
2 |  | Supplying and fixing of Door of size 0.90X2.10M with single panels of frames made with sal wood and Shutter made with sal wood including MS Z hold fasts , Alluminium tower bolts, handle and butt hinges with all furniture fittings including c/c of all materials and furniture fittings etc complete as per specification (APSS No 1001 & 1002) Door Frame with Shutters | [5 empty] | 21-22
|  | Unit = Each | [5 empty] | 21-22
|  | Frames : Sal Wood | [5 empty] | 21-22
|  | Vertical posts | 2 | 1.9 | 0.1 | 0.075 | 0.0285 | 21-22
|  | Horizontal Top & Bottom | 1 | 0.9 | 0.1 | 0.075 | 0.0068 | 21-22
[7 empty] | 0.0353 | 21-22
|  | Shutters : Sal Wood | 2 | 2.01 | 0.4 | 0.03 | 0.0482 | 21-22
[7 empty] | 0.0482 | 21-22
| BMT-E.15 | Sal Wood for Scantlings/Frames |  | cum | 0.0353 | 48500 | 1712.05 | 21-22
| BMT-E.16 | Sal Wood for Planks/Shutters |  | cum | 0.0482 | 61000 | 2940.2 | 21-22
| BMT-G.08 | 150mm Alluminium tower bolts |  | No's | 2 | 84 | 168 | 21-22
| BMT-G.25 | Butt Hinges 125mm Brass |  | No's | 6 | 117 | 702 | 21-22
| BMT-G.34 | 150mm Alluminium Door handle |  | No's |  | 103 | 0 | 21-22
| BMT-G.42 | 300mm Alluminium Aldrop |  | No's | 2 | 308 | 616 | 21-22
| BMT-G.57 | Alluminium door stoppers |  | No's | 1 | 53 | 53 | 21-22
| BMS-W.69 | MS Z Hold fasts 300mm Long |  | No's | 6 | 35 | 210 | 21-22
|  | B. Labour | [5 empty] | 21-22
| BMM-V.38 | wrought & Putup Labour charges |  | Sqm | 1.89 | 1546 | 973.98 | 21-22
[7 empty] | 7375.23 | 21-22
3 |  | Supplying and fixing of Door of size 0.80X2.10M with single panels of frames made with sal wood and Shutter made with sal wood including MS Z hold fasts , Alluminium tower bolts, handle and butt hinges with all furniture fittings including c/c of all materials and furniture fittings etc complete as per specification (APSS No 1001 & 1002) Door Frame with Shutters | [5 empty] | 21-22
|  | Unit = Each | [5 empty] | 21-22
|  | Frames : Sal Wood | [5 empty] | 21-22
|  | Vertical posts | 2 | 1.9 | 0.1 | 0.075 | 0.0285 | 21-22
|  | Horizontal Top & Bottom | 1 | 0.8 | 0.1 | 0.075 | 0.006 | 21-22
[7 empty] | 0.0345 | 21-22
|  | Shutters : Sal Wood | 1 | 2.01 | 0.72 | 0.03 | 0.0434 | 21-22
[7 empty] | 0.0434 | 21-22
| BMT-E.15 | Sal Wood for Scantlings/Frames |  | cum | 0.0345 | 48500 | 1673.25 | 21-22
| BMT-E.16 | Sal Wood for Planks/Shutters |  | cum | 0.0434 | 61000 | 2647.4 | 21-22
| BMT-G.08 | 150mm Alluminium tower bolts |  | No's | 2 | 84 | 168 | 21-22
| BMT-G.25 | Butt Hinges 125mm Brass |  | No's | 3 | 117 | 351 | 21-22
| BMT-G.34 | 150mm Alluminium Door handle |  | No's |  | 103 | 0 | 21-22
| BMT-G.42 | 300mm Alluminium Aldrop |  | No's | 2 | 308 | 616 | 21-22
| BMT-G.57 | Alluminium door stoppers |  | No's | 1 | 53 | 53 | 21-22
| BMS-W.69 | MS Z Hold fasts 300mm Long |  | No's | 6 | 35 | 210 | 21-22
|  | B. Labour | [5 empty] | 21-22
| BMM-V.38 | wrought & Putup Labour charges |  | Sqm | 1.68 | 1546 | 865.76 | 21-22
[7 empty] | 6584.41 | 21-22
5 |  | Supplying and fixing of Door of size 1.05X2.10M with single panels of frames made with teak wood and Shutter made with medium Teak wood including MS Z hold fasts , Alluminium tower bolts, handle and butt hinges with all furniture fittings including c/c of all materials and furniture fittings etc complete as per specification (APSS No 1001 & 1002) Door Frame with Shutters | [5 empty] | 21-22
|  | Unit = Each | [5 empty] | 21-22
|  | Frames : Medium Teak Wood | [5 empty] | 21-22
|  | Vertical posts | 2 | 1.9 | 0.1 | 0.075 | 0.0285 | 21-22
|  | Horizontal Top & Bottom | 1 | 1.05 | 0.1 | 0.075 | 0.0079 | 21-22
[7 empty] | 0.0364 | 21-22
|  | Shutters : Medium Teak Wood | 1 | 2.01 | 0.94 | 0.03 | 0.0567 | 21-22
[7 empty] | 0.0567 | 21-22
| BMT-E.01 | Teak Wood for Scantlings/Frames |  | cum | 0.0364 | 74500 | 2711.8 | 21-22
| BMT-E.04 | Teak Wood for Planks/Shutters |  | cum | 0.0567 | 149000 | 8448.3 | 21-22
| BMT-G.02 | 150mm Brass tower bolts |  | No's | 2 | 84 | 168 | 21-22
| BMT-G.21 | Butt Hinges 125mm Brass |  | No's | 3 | 117 | 351 | 21-22
| BMT-G.34 | 150mm Alluminium Door handle |  | No's |  | 103 | 0 | 21-22
| BMT-G.37 | 300mm Brass Aldrop |  | No's | 2 | 308 | 616 | 21-22
| BMT-G.46 | Brass door stoppers |  | No's | 1 | 53 | 53 | 21-22
| BMS-W.69 | MS Z Hold fasts 300mm Long |  | No's | 6 | 35 | 210 | 21-22
|  | B. Labour | [5 empty] | 21-22
| BMM-V.25 | wrought & Putup Labour charges |  | Sqm | 2.21 | 1672 | 1231.71 | 21-22
[7 empty] | 13789.81 | 21-22
4 |  | Supplying and fixing of Door of size 1.05X2.10M with single panels of frames made with teak wood and Shutter made with Flush door shutters including MS Z hold fasts , Alluminium tower bolts, handle and butt hinges with all furniture fittings including c/c of all materials and furniture fittings etc complete as per specification (APSS No 1001 & 1002) Door Frame with Shutters | [5 empty] | 21-22
|  | Unit = Each | [5 empty] | 21-22
|  | A. Materials | [5 empty] | 21-22
|  | Frames : Sal Wood | [5 empty] | 21-22
|  | Vertical posts | 2 | 1.95 | 0.1 | 0.075 | 0.0293 | 21-22
|  | Horizontal Top & Bottom | 2 | 1.05 | 0.1 | 0.075 | 0.0158 | 21-22
[7 empty] | 0.0451 | 21-22
| BMT-E.01 | Teak Wood for Scantlings/Frames |  | cum | 0.0451 | 74500 | 3359.95 | 21-22
| BMT-N.12 | Flush shutter door |  | Sqm | 1.48 | 1790 | 2649.2 | 21-22 | 0.7381
| BMM-V.23 | Fixing flush door |  | Sqm | 1.48 | 800 | 1184 | 21-22
| BMT-G.08 | 150mm Alluminium tower bolts |  | No's | 2 | 84 | 168 | 21-22
| BMT-G.25 | Butt Hinges 125mm Alluminiu |  | No's | 3 | 117 | 351 | 21-22
| BMT-G.34 | 150mm Alluminium Door handle |  | No's | 2 | 103 | 206 | 21-22
| BMT-G.42 | 300mm Alluminium Aldrop |  | No's | 2 | 308 | 616 | 21-22
| BMT-G.53 | Door stopper MS Powder coated |  | No's | 1 | 53 | 53 | 21-22
| BMS-W.69 | MS Z Hold fasts 300mm Long |  | No's | 6 | 35 | 210 | 21-22
|  | B. Labour | [5 empty] | 21-22
| BMM-V.25 | wrought & Putup Labour charges For frames only (1/3) |  | Sqm | 2.21 | 1546 | 1138.89 | 21-22
[7 empty] | 9936.04 | 21-22 |  | 0
2 |  | Supplying and fixing of Door of size 0.90X2.10M with single panels of frames made with teak wood and Shutter made with Flush door shutters including MS Z hold fasts , Alluminium tower bolts, handle and butt hinges with all furniture fittings including c/c of all materials and furniture fittings etc complete as per specification (APSS No 1001 & 1002) Door Frame with Shutters | [5 empty] | 21-22
|  | Unit = Each | [5 empty] | 21-22
|  | A. Materials | [5 empty] | 21-22
|  | Frames : Sal Wood | [5 empty] | 21-22
|  | Vertical posts | 2 | 1.95 | 0.1 | 0.075 | 0.0293 | 21-22
|  | Horizontal Top & Bottom | 2 | 0.9 | 0.1 | 0.075 | 0.0135 | 21-22
[7 empty] | 0.0428 | 21-22
| BMT-E.01 | Teak Wood for Scantlings/Frames |  | cum | 0.0428 | 74500 | 3188.6 | 21-22
| BMT-N.12 | Flush shutter door |  | Sqm | 1.32 | 1790 | 2362.8 | 21-22
| BMM-V.23 | Fixing flush door |  | Sqm | 1.32 | 800 | 1056 | 21-22
| BMT-G.08 | 150mm Alluminium tower bolts |  | No's | 2 | 84 | 168 | 21-22
| BMT-G.25 | Butt Hinges 125mm Alluminiu |  | No's | 3 | 117 | 351 | 21-22
| BMT-G.34 | 150mm Alluminium Door handle |  | No's | 2 | 103 | 206 | 21-22
| BMT-G.42 | 300mm Alluminium Aldrop |  | No's | 2 | 308 | 616 | 21-22
| BMT-G.53 | Door stopper MS Powder coated |  | No's | 1 | 53 | 53 | 21-22
| BMS-W.69 | MS Z Hold fasts 300mm Long |  | No's | 6 | 35 | 210 | 21-22
|  | B. Labour | [5 empty] | 21-22
| BMM-V.25 | wrought & Putup Labour charges For frames only (1/3) |  | Sqm | 1.89 | 1546 | 973.98 | 21-22
[7 empty] | 9185.38 | 21-22 |  | 0
7 |  | Supplying and fixing of ventilator of size 0.60 x 0.45 Mts including fixing of 8mm dia roads and 4mm plain glass including all labour charges etc., complete | [5 empty] | 21-22
|  | Sal Wood |  | cum | 0.008 | 48500 | 388 | 21-22
|  | 8mm dia rods |  | Kg | 0.5 | 64.31 | 32.16 | 21-22
| BMT-I.01 | Plain float glass |  | Sqm | 0.27 | 373 | 100.71 | 21-22
21-22
|  | Rate per 1 No |  |  |  |  | 520.87 | 21-22 |  | 0
2 |  | S&F of Cement Jolleys 50mm thick | [5 empty] | 21-22
| BMS-W.17 | Initial cost | Sqm | 1 | 353 |  | 353 | 21-22
|  | 1st class mason | Day | 0.06 | 585 |  | 35.1 | 21-22
|  | 2nd class mason | Day | 0.06 | 525 |  | 31.5 | 21-22
|  | Mazdoor(unskilled) | Day | 0.275 | 490 |  | 134.75 | 21-22
|  | Rate per 1 Sqm |  |  |  |  | 554.35 | 21-22
5 |  | Supply and fixing of Wood Polymer Composite(WPC) Door Frame section of 63.5x100 MM .The two Vertical members are to be joined together with the horizontal member using 8x75 MM long MS Star full thread screws to be used with reverse forward speed control hand drilling machine. The ready/assembled door frame is fixed to the wall using hold fast or bolt fasteners. A minimum of 4 No.s of screws to be provided for each vertical member & minimum 2no.s for horizontal member, and fixing 28 -30 MM thick solid Wood Polymer Composite (WPC) double extruded door shutter with 3MM top and bottom rigid layer with an overall density of 750kg/Cum. It will be fixed to the frame using 3 inch /4 inch hinges. A minimum of 4 hinges will be required for fixing the door with the frame 1200 x 2130mm | [5 empty] | 21-22
|  | Taking output Unit = 2.556 Sqm | [5 empty] | 21-22
| BMT-N.83.C | Cost of Frame |  | Rm | 6.7 | 805 | 5393.5 | 21-22
| BMM-V.42 | Labour charges for frame work |  | Sqm | 0.869 | 800 | 695.2 | 21-22
| BMT-N.88 | Initial cost |  | Sqm | 2.23 | 3030 | 6756.9 | 21-22
| BMM-V.42 | Labour charges for Shutter |  | Sqm | 1.687 | 800 | 1349.6 | 21-22
| BMT-G.09 | 200mm Alluminium tower bolts |  | No's | 2 | 103 | 206 | 21-22
| BMT-G.34 | 150mm Alluminium Door handle |  | No's | 4 | 103 | 412 | 21-22
| BMT-G.42 | 300mm Alluminium Aldrop |  | No's | 2 | 308 | 616 | 21-22
|  | Cost of Aluminium door stopper |  | No's | 1 | 53 | 53 | 21-22
|  | Rate per 2.556 Sqm |  |  |  |  | 15482.2 | 21-22
|  | Rate per 1.00 Sqm |  |  |  |  | 6057.2 | 21-22
2 |  | Supply and fixing of Wood Polymer Composite(WPC) Door Frame section of 63.5x100 MM .The two Vertical members are to be joined together with the horizontal member using 8x75 MM long MS Star full thread screws to be used with reverse forward speed control hand drilling machine. The ready/assembled door frame is fixed to the wall using hold fast or bolt fasteners. A minimum of 4 No.s of screws to be provided for each vertical member & minimum 2no.s for horizontal member, and fixing 28 -30 MM thick solid Wood Polymer Composite (WPC) double extruded door shutter with 3MM top and bottom rigid layer with an overall density of 750kg/Cum. It will be fixed to the frame using 3 inch /4 inch hinges. A minimum of 4 hinges will be required for fixing the door with the frame 1200 x 2130mm | [5 empty] | 21-22
|  | Taking output Unit = 2.556 Sqm | [5 empty] | 21-22
| BMT-N.83.C | Cost of Frame |  | Rm | 5.45 | 805 | 4387.25 | 21-22
| BMM-V.42 | Labour charges for frame work |  | Sqm | 0.869 | 800 | 695.2 | 21-22
| BMT-N.88 | Initial cost |  | Sqm | 2.23 | 3030 | 6756.9 | 21-22
| BMM-V.42 | Labour charges for Shutter |  | Sqm | 1.687 | 800 | 1349.6 | 21-22
| BMT-G.09 | 200mm Alluminium tower bolts |  | No's | 2 | 103 | 206 | 21-22
| BMT-G.34 | 150mm Alluminium Door handle |  | No's | 4 | 103 | 412 | 21-22
| BMT-G.42 | 300mm Alluminium Aldrop |  | No's | 2 | 308 | 616 | 21-22
|  | Cost of Aluminium door stopper |  | No's | 1 | 53 | 53 | 21-22
|  | Rate per 2.556 Sqm |  |  |  |  | 14475.95 | 21-22
|  | Rate per 1.00 Sqm |  |  |  |  | 5663.52 | 21-22
4 |  | Providing and fixing factory made uPVC white colour sliding glazed windowupto 1.50 m in height dimension comprising of uPVC multi-chamberedframe with in-built roller track and sash extruded profiles duly reinforcedwith 1.60 ± 0.2 mm thick galvanized mild steel section made from rollforming process of required length (shape & size according to uPVCprofile), appropriate dimension of uPVC extruded glazing beads anduPVC extruded interlocks, EPDM gasket, wool pile, zinc alloy (whitepowder coated) touch locks withhook, zinc alloy body with single nylonrollers (weight bearing capacity to be 40 kg), G.I fasteners 100 x 8 mmsize for fixing frame to finished wall and necessary stainless steel screwsetc. Profile of frame & sash shall be mitred cut and fusion welded at allcorners, including drilling of holes for fixing hardware's and drainage ofwater etc. After fixing frame the gap between frame and adjacent finishedwall shall be filled with weather proof silicon sealent over backer rod ofrequired size and of approved quality, all complete as per approved drawing& direction of Engineer-in-Charge | [5 empty] | 21-22
| BMT-P.80.A | Initial cost two track panels | Sqm | 1 | 6038 |  | 6038 | 21-22
[7 empty] | 6038 | 21-22
| BMT-P.80.A | Initial cost Three track | Sqm | 1 | 8058 |  | 8058 | 21-22
[7 empty] | 8058 | 21-22
6 | BMT-P.79 | Initial cost Glazed window | Sqm | 1 | 5830 |  | 5830 | 21-22
[7 empty] | 5830 | 21-22
3 |  | supply and fixing of Single fixed Louvers Ventilator including cost and labour charges etc., complete | [5 empty] | 21-22
| BMT-P.59 | Initial cost two track panels | Sqm | 1 | 3797 |  | 3797 | 21-22
[7 empty] | 3797 | 21-22
|  | AS PER SSR 2022-23 | [5 empty] | 22-23
1 |  | Supplying and fixing of Door of size 1.20X2.10M with two panels of frames made with teak wood and Shutter made with medium Teak wood including MS Z hold fasts , brass tower bolts, handle and butt hinges with all furniture fittings including c/c of all materials and furniture fittings etc complete as per specification (APSS No 1001 & 1002) Door Frame with Shutters | [5 empty] | 22-23
|  | Unit = Each | [5 empty] | 22-23
|  | Frames : Medium Teak Wood | [5 empty] | 22-23
|  | Vertical posts | 2 | 1.9 | 0.1 | 0.075 | 0.0285 | 22-23
|  | Horizontal Top & Bottom | 2 | 1.2 | 0.1 | 0.075 | 0.018 | 22-23
[7 empty] | 0.0465 | 22-23
|  | Shutters : Medium Teak Wood | 2 | 1.95 | 0.52 | 0.03 | 0.0608 | 22-23
[7 empty] | 0.0608 | 22-23
| BMT-E.01 | Teak Wood for Scantlings/Frames |  | cum | 0.0465 | 81950 | 3810.68 | 22-23
| BMT-E.04 | Teak Wood for Planks/Shutters |  | cum | 0.0608 | 160920 | 9783.94 | 22-23
| BMT-G.02 | 150mm Brass tower bolts |  | No's | 2 | 255 | 510 | 22-23
| BMT-G.21 | Butt Hinges 125mm Brass |  | No's | 6 | 273 | 1638 | 22-23
| BMT-G.34 | 150mm Alluminium Door handle |  | No's |  | 108 | 0 | 22-23
| BMT-G.37 | 300mm Brass Aldrop |  | No's | 2 | 1195 | 2390 | 22-23
| BMT-G.46 | Brass door stoppers |  | No's | 1 | 185 | 185 | 22-23
| BMS-W.69 | MS Z Hold fasts 300mm Long |  | No's | 6 | 39 | 234 | 22-23
|  | B. Labour | [5 empty] | 22-23
| BMM-V.25 | wrought & Putup Labour charges |  | Sqm | 2.52 | 1727 | 4352.04 | 22-23 |  | 4352.04
[7 empty] | 22903.66 | 22-23 |  | 4352.04
2 |  | Supplying and fixing of Door of size 1.20X2.10M with single panels of frames made with sal wood and Shutter made with Flush door shutters including MS Z hold fasts , Alluminium tower bolts, handle and butt hinges with all furniture fittings including c/c of all materials and furniture fittings etc complete as per specification (APSS No 1001 & 1002) Door Frame with Shutters | [5 empty] | 22-23
|  | Unit = Each | [5 empty] | 22-23
|  | Frames : Sal Wood | [5 empty] | 22-23
|  | Vertical posts | 2 | 1.9 | 0.1 | 0.075 | 0.0285 | 22-23
|  | Horizontal Top & Bottom | 1 | 1.2 | 0.1 | 0.075 | 0.009 | 22-23
[7 empty] | 0.0375 | 22-23
| BMT-E.15 | Sal Wood for Scantlings/Frames |  | cum | 0.0375 | 51000 | 1912.5 | 22-23
| BMT-N.12 | Flush shutter door |  | Sqm | 2.09 | 2000 | 4180 | 22-23
| BMM-V.23 | Fixing flush door door |  | Sqm | 2.09 | 1036 | 2165.24 | 22-23
| BMT-G.08 | 150mm Alluminium tower bolts |  | No's | 2 | 86.5 | 173 | 22-23
| BMT-G.25 | Butt Hinges 125mm Alluminiu |  | No's | 3 | 129 | 387 | 22-23
| BMT-G.34 | 150mm Alluminium Door handle |  | No's | 2 | 114 | 228 | 22-23
| BMT-G.42 | 300mm Alluminium Aldrop |  | No's | 2 | 338 | 676 | 22-23
| BMT-G.53 | Door stopper MS Powder coated |  | No's | 1 | 58 | 58 | 22-23
| BMS-W.69 | MS Z Hold fasts 300mm Long |  | No's | 6 | 39 | 234 | 22-23
|  | B. Labour | [5 empty] | 22-23
| BMM-V.25 | wrought & Putup Labour charges For frames only (1/3) |  | Sqm | 2.52 | 1727 | 1450.68 | 22-23
[7 empty] | 11464.42 | 22-23
3 |  | Supplying and fixing of Door of size 1.20X2.10M with single panels of frames made with sal wood and Shutter made with Flush door shutters including MS Z hold fasts , Alluminium tower bolts, handle and butt hinges with all furniture fittings including c/c of all materials and furniture fittings etc complete as per specification (APSS No 1001 & 1002) Door Frame with Shutters | [5 empty] | 22-23
|  | Unit = Each | [5 empty] | 22-23
|  | Frames : Sal Wood | [5 empty] | 22-23
|  | Vertical posts | 2 | 1.9 | 0.1 | 0.075 | 0.0285 | 22-23
|  | Horizontal Top & Bottom | 1 | 1.2 | 0.1 | 0.075 | 0.009 | 22-23
[7 empty] | 0.0375 | 22-23
| BMT-E.15 | Sal Wood for Scantlings/Frames |  | cum | 0.0375 | 51000 | 1912.5 | 22-23
| BMT-N.12 | Flush shutter door |  | Sqm | 2.09 | 2000 | 4180 | 22-23
| BMM-V.23 | Fixing flush door door |  | Sqm | 2.09 | 1036 | 2165.24 | 22-23
| BMT-G.08 | 150mm Alluminium tower bolts |  | No's | 2 | 86.5 | 173 | 22-23
| BMT-G.25 | Butt Hinges 125mm Alluminiu |  | No's | 3 | 129 | 387 | 22-23
| BMT-G.34 | 150mm Alluminium Door handle |  | No's | 2 | 114 | 228 | 22-23
| BMT-G.42 | 300mm Alluminium Aldrop |  | No's | 2 | 338 | 676 | 22-23
| BMT-G.53 | Door stopper MS Powder coated |  | No's | 1 | 58 | 58 | 22-23
| BMS-W.69 | MS Z Hold fasts 300mm Long |  | No's | 6 | 39 | 234 | 22-23
|  | B. Labour | [5 empty] | 22-23
| BMM-V.38 | wrought & Putup Labour charges |  | Sqm | 2.52 | 1701 | 1428.84 | 22-23
[7 empty] | 11442.58 | 22-23
3 |  | Supplying and fixing of Door of size 0.90X2.10M with single panels of frames made with teak wood and Shutter made with medium Teak wood including MS Z hold fasts , Alluminium tower bolts, handle and butt hinges with all furniture fittings including c/c of all materials and furniture fittings etc complete as per specification (APSS No 1001 & 1002) Door Frame with Shutters | [5 empty] | 22-23
|  | Unit = Each | [5 empty] | 22-23
|  | Frames : Medium Teak Wood | [5 empty] | 22-23
|  | Vertical posts | 2 | 1.9 | 0.1 | 0.075 | 0.0285 | 22-23
|  | Horizontal Top & Bottom | 1 | 0.9 | 0.1 | 0.075 | 0.0068 | 22-23
[7 empty] | 0.0353 | 22-23
|  | Shutters : Medium Teak Wood | 1 | 2.01 | 0.8 | 0.03 | 0.0482 | 22-23
[7 empty] | 0.0482 | 22-23
| BMT-E.01 | Teak Wood for Scantlings/Frames |  | cum | 0.0353 | 81950 | 2892.84 | 22-23
| BMT-E.04 | Teak Wood for Planks/Shutters |  | cum | 0.0482 | 160920 | 7756.34 | 22-23
| BMT-G.02 | 150mm Brass tower bolts |  | No's | 2 | 255 | 510 | 22-23
| BMT-G.21 | Butt Hinges 125mm Brass |  | No's | 3 | 273 | 819 | 22-23
| BMT-G.34 | 150mm Alluminium Door handle |  | No's |  | 108 | 0 | 22-23
| BMT-G.37 | 300mm Brass Aldrop |  | No's | 2 | 1195 | 2390 | 22-23
| BMT-G.46 | Brass door stoppers |  | No's | 1 | 185 | 185 | 22-23
| BMS-W.69 | MS Z Hold fasts 300mm Long |  | No's | 6 | 39 | 234 | 22-23
|  | B. Labour | [5 empty] | 22-23
| BMM-V.25 | wrought & Putup Labour charges |  | Sqm | 1.89 | 1727 | 1088.01 | 22-23
[7 empty] | 15875.19 | 22-23
4 |  | Supplying and fixing of Door of size 0.80X2.10M with single panels of frames made with teak wood and Shutter made with medium Teak wood including MS Z hold fasts , Alluminium tower bolts, handle and butt hinges with all furniture fittings including c/c of all materials and furniture fittings etc complete as per specification (APSS No 1001 & 1002) Door Frame with Shutters | [5 empty] | 22-23
|  | Unit = Each | [5 empty] | 22-23
|  | Frames : Medium Teak Wood | [5 empty] | 22-23
|  | Vertical posts | 2 | 1.9 | 0.1 | 0.075 | 0.0285 | 22-23
|  | Horizontal Top & Bottom | 1 | 0.8 | 0.1 | 0.075 | 0.006 | 22-23
[7 empty] | 0.0345 | 22-23
|  | Shutters : Medium Teak Wood | 1 | 2.01 | 0.72 | 0.03 | 0.0434 | 22-23
[7 empty] | 0.0434 | 22-23
| BMT-E.01 | Teak Wood for Scantlings/Frames |  | cum | 0.0345 | 81950 | 2827.28 | 22-23
| BMT-E.04 | Teak Wood for Planks/Shutters |  | cum | 0.0434 | 160920 | 6983.93 | 22-23
| BMT-G.02 | 150mm Brass tower bolts |  | No's | 2 | 255 | 510 | 22-23
| BMT-G.21 | Butt Hinges 125mm Brass |  | No's | 3 | 273 | 819 | 22-23
| BMT-G.34 | 150mm Alluminium Door handle |  | No's |  | 108 | 0 | 22-23
| BMT-G.37 | 300mm Brass Aldrop |  | No's | 2 | 1195 | 2390 | 22-23
| BMT-G.46 | Brass door stoppers |  | No's | 1 | 185 | 185 | 22-23
| BMS-W.69 | MS Z Hold fasts 300mm Long |  | No's | 6 | 39 | 234 | 22-23
|  | B. Labour | [5 empty] | 22-23
| BMM-V.25 | wrought & Putup Labour charges |  | Sqm | 1.89 | 1727 | 1088.01 | 22-23
[7 empty] | 15037.22 | 22-23
2 |  | Supplying and fixing of Door of size 0.90X2.10M with single panels of frames made with sal wood and Shutter made with sal wood including MS Z hold fasts , Alluminium tower bolts, handle and butt hinges with all furniture fittings including c/c of all materials and furniture fittings etc complete as per specification (APSS No 1001 & 1002) Door Frame with Shutters | [5 empty] | 22-23
|  | Unit = Each | [5 empty] | 22-23
|  | Frames : Sal Wood | [5 empty] | 22-23
|  | Vertical posts | 2 | 1.9 | 0.1 | 0.075 | 0.0285 | 22-23
|  | Horizontal Top & Bottom | 1 | 0.9 | 0.1 | 0.075 | 0.0068 | 22-23
[7 empty] | 0.0353 | 22-23
|  | Shutters : Sal Wood | 2 | 2.01 | 0.4 | 0.03 | 0.0482 | 22-23
[7 empty] | 0.0482 | 22-23
| BMT-E.15 | Sal Wood for Scantlings/Frames |  | cum | 0.0353 | 51000 | 1800.3 | 22-23
| BMT-E.16 | Sal Wood for Planks/Shutters |  | cum | 0.0482 | 63950 | 3082.39 | 22-23
| BMT-G.08 | 150mm Alluminium tower bolts |  | No's | 2 | 86.5 | 173 | 22-23
| BMT-G.25 | Butt Hinges 125mm Brass |  | No's | 6 | 129 | 774 | 22-23
| BMT-G.34 | 150mm Alluminium Door handle |  | No's |  | 114 | 0 | 22-23
| BMT-G.42 | 300mm Alluminium Aldrop |  | No's | 2 | 338 | 676 | 22-23
| BMT-G.57 | Alluminium door stoppers |  | No's | 1 | 58 | 58 | 22-23
| BMS-W.69 | MS Z Hold fasts 300mm Long |  | No's | 6 | 39 | 234 | 22-23
|  | B. Labour | [5 empty] | 22-23
| BMM-V.38 | wrought & Putup Labour charges |  | Sqm | 1.89 | 1701 | 1071.63 | 22-23
[7 empty] | 7869.32 | 22-23
3 |  | Supplying and fixing of Door of size 0.80X2.10M with single panels of frames made with sal wood and Shutter made with sal wood including MS Z hold fasts , Alluminium tower bolts, handle and butt hinges with all furniture fittings including c/c of all materials and furniture fittings etc complete as per specification (APSS No 1001 & 1002) Door Frame with Shutters | [5 empty] | 22-23
|  | Unit = Each | [5 empty] | 22-23
|  | Frames : Sal Wood | [5 empty] | 22-23
|  | Vertical posts | 2 | 1.9 | 0.1 | 0.075 | 0.0285 | 22-23
|  | Horizontal Top & Bottom | 1 | 0.8 | 0.1 | 0.075 | 0.006 | 22-23
[7 empty] | 0.0345 | 22-23
|  | Shutters : Sal Wood | 1 | 2.01 | 0.72 | 0.03 | 0.0434 | 22-23
[7 empty] | 0.0434 | 22-23
| BMT-E.15 | Sal Wood for Scantlings/Frames |  | cum | 0.0345 | 51000 | 1759.5 | 22-23
| BMT-E.16 | Sal Wood for Planks/Shutters |  | cum | 0.0434 | 63950 | 2775.43 | 22-23
| BMT-G.08 | 150mm Alluminium tower bolts |  | No's | 2 | 86.5 | 173 | 22-23
| BMT-G.25 | Butt Hinges 125mm Brass |  | No's | 3 | 129 | 387 | 22-23
| BMT-G.34 | 150mm Alluminium Door handle |  | No's |  | 114 | 0 | 22-23
| BMT-G.42 | 300mm Alluminium Aldrop |  | No's | 2 | 338 | 676 | 22-23
| BMT-G.57 | Alluminium door stoppers |  | No's | 1 | 58 | 58 | 22-23
| BMS-W.69 | MS Z Hold fasts 300mm Long |  | No's | 6 | 39 | 234 | 22-23
|  | B. Labour | [5 empty] | 22-23
| BMM-V.38 | wrought & Putup Labour charges |  | Sqm | 1.68 | 1701 | 952.56 | 22-23
[7 empty] | 7015.49 | 22-23
5 |  | Supplying and fixing of Door of size 1.05X2.10M with single panels of frames made with teak wood and Shutter made with medium Teak wood including MS Z hold fasts , Alluminium tower bolts, handle and butt hinges with all furniture fittings including c/c of all materials and furniture fittings etc complete as per specification (APSS No 1001 & 1002) Door Frame with Shutters | [5 empty] | 22-23
|  | Unit = Each | [5 empty] | 22-23
|  | Frames : Medium Teak Wood | [5 empty] | 22-23
|  | Vertical posts | 2 | 1.9 | 0.1 | 0.075 | 0.0285 | 22-23
|  | Horizontal Top & Bottom | 1 | 1.05 | 0.1 | 0.075 | 0.0079 | 22-23
[7 empty] | 0.0364 | 22-23
|  | Shutters : Medium Teak Wood | 1 | 2.01 | 0.94 | 0.03 | 0.0567 | 22-23
[7 empty] | 0.0567 | 22-23
| BMT-E.01 | Teak Wood for Scantlings/Frames |  | cum | 0.0364 | 81950 | 2982.98 | 22-23
| BMT-E.04 | Teak Wood for Planks/Shutters |  | cum | 0.0567 | 160920 | 9124.16 | 22-23
| BMT-G.02 | 150mm Brass tower bolts |  | No's | 2 | 255 | 510 | 22-23
| BMT-G.21 | Butt Hinges 125mm Brass |  | No's | 3 | 273 | 819 | 22-23
| BMT-G.34 | 150mm Alluminium Door handle |  | No's |  | 108 | 0 | 22-23
| BMT-G.37 | 300mm Brass Aldrop |  | No's | 2 | 1195 | 2390 | 22-23
| BMT-G.46 | Brass door stoppers |  | No's | 1 | 185 | 185 | 22-23
| BMS-W.69 | MS Z Hold fasts 300mm Long |  | No's | 6 | 39 | 234 | 22-23
|  | B. Labour | [5 empty] | 22-23
| BMM-V.25 | wrought & Putup Labour charges |  | Sqm | 2.21 | 1727 | 1272.22 | 22-23
[7 empty] | 17517.36 | 22-23
4 |  | Supplying and fixing of Door of size 1.05X2.10M with single panels of frames made with teak wood and Shutter made with Flush door shutters including MS Z hold fasts , Alluminium tower bolts, handle and butt hinges with all furniture fittings including c/c of all materials and furniture fittings etc complete as per specification (APSS No 1001 & 1002) Door Frame with Shutters | [5 empty] | 22-23
|  | Unit = Each | [5 empty] | 22-23
|  | A. Materials | [5 empty] | 22-23
|  | Frames : Sal Wood | [5 empty] | 22-23
|  | Vertical posts | 2 | 1.95 | 0.1 | 0.075 | 0.0293 | 22-23
|  | Horizontal Top & Bottom | 2 | 1.05 | 0.1 | 0.075 | 0.0158 | 22-23
[7 empty] | 0.0451 | 22-23
| BMT-E.01 | Teak Wood for Scantlings/Frames |  | cum | 0.0451 | 81950 | 3695.95 | 22-23
| BMT-N.12 | Flush shutter door |  | Sqm | 1.48 | 2000 | 2960 | 22-23 | 0.7381
| BMM-V.23 | Fixing flush door |  | Sqm | 1.48 | 1036 | 1533.28 | 22-23
| BMT-G.08 | 150mm Alluminium tower bolts |  | No's | 2 | 86.5 | 173 | 22-23
| BMT-G.25 | Butt Hinges 125mm Alluminiu |  | No's | 3 | 129 | 387 | 22-23
| BMT-G.34 | 150mm Alluminium Door handle |  | No's | 2 | 108 | 216 | 22-23
| BMT-G.42 | 300mm Alluminium Aldrop |  | No's | 2 | 338 | 676 | 22-23
| BMT-G.53 | Door stopper MS Powder coated |  | No's | 1 | 58 | 58 | 22-23
| BMS-W.69 | MS Z Hold fasts 300mm Long |  | No's | 6 | 39 | 234 | 22-23
|  | B. Labour | [5 empty] | 22-23
| BMM-V.25 | wrought & Putup Labour charges For frames only (1/3) |  | Sqm | 2.21 | 1701 | 1253.07 | 22-23
[7 empty] | 11186.3 | 22-23 |  | 0
5 |  | Supplying and fixing of Door of size 0.90X2.10M with single panels of frames made with teak wood and Shutter made with Flush door shutters including MS Z hold fasts , Alluminium tower bolts, handle and butt hinges with all furniture fittings including c/c of all materials and furniture fittings etc complete as per specification (APSS No 1001 & 1002) Door Frame with Shutters | [5 empty] | 22-23
|  | Unit = Each | [5 empty] | 22-23
|  | A. Materials | [5 empty] | 22-23
|  | Frames : Sal Wood | [5 empty] | 22-23
|  | Vertical posts | 2 | 1.95 | 0.1 | 0.075 | 0.0293 | 22-23
|  | Horizontal Top & Bottom | 2 | 0.9 | 0.1 | 0.075 | 0.0135 | 22-23
[7 empty] | 0.0428 | 22-23
| BMT-E.01 | Teak Wood for Scantlings/Frames |  | cum | 0.0428 | 81950 | 3507.46 | 22-23
| BMT-N.12 | Flush shutter door |  | Sqm | 1.32 | 2000 | 2640 | 22-23
| BMM-V.23 | Fixing flush door |  | Sqm | 1.32 | 1036 | 1367.52 | 22-23
| BMT-G.08 | 150mm Alluminium tower bolts |  | No's | 2 | 86.5 | 173 | 22-23
| BMT-G.25 | Butt Hinges 125mm Alluminiu |  | No's | 3 | 129 | 387 | 22-23
| BMT-G.34 | 150mm Alluminium Door handle |  | No's | 2 | 108 | 216 | 22-23
| BMT-G.42 | 300mm Alluminium Aldrop |  | No's | 2 | 338 | 676 | 22-23
| BMT-G.53 | Door stopper MS Powder coated |  | No's | 1 | 58 | 58 | 22-23
| BMS-W.69 | MS Z Hold fasts 300mm Long |  | No's | 6 | 39 | 234 | 22-23
|  | B. Labour | [5 empty] | 22-23
| BMM-V.25 | wrought & Putup Labour charges For frames only (1/3) |  | Sqm | 1.89 | 1701 | 1071.63 | 22-23
[7 empty] | 10330.61 | 22-23 |  | 0
7 |  | Supplying and fixing of ventilator of size 0.60 x 0.45 Mts including fixing of 8mm dia roads and 4mm plain glass including all labour charges etc., complete | [5 empty] | 22-23
|  | Sal Wood |  | cum | 0.008 | 51000 | 408 | 22-23
|  | 8mm dia rods |  | Kg | 0.5 | 75.52 | 37.76 | 22-23
| BMT-I.01 | Plain float glass |  | Sqm | 0.27 | 486 | 131.22 | 22-23
22-23
|  | Rate per 1 No |  |  |  |  | 576.98 | 22-23 |  | 0
1 |  | S&F of Cement Jolleys 50mm thick | [5 empty] | 22-23
| BMS-W.17 | Initial cost | Sqm | 1 | 388 |  | 388 | 22-23
|  | 1st class mason | Day | 0.06 | 630 |  | 37.8 | 22-23
|  | 2nd class mason | Day | 0.06 | 565 |  | 33.9 | 22-23
|  | Mazdoor(unskilled) | Day | 0.275 | 525 |  | 144.38 | 22-23
|  | Rate per 1 Sqm |  |  |  |  | 604.08 | 22-23
5 |  | Supply and fixing of Wood Polymer Composite(WPC) Door Frame section of 63.5x100 MM .The two Vertical members are to be joined together with the horizontal member using 8x75 MM long MS Star full thread screws to be used with reverse forward speed control hand drilling machine. The ready/assembled door frame is fixed to the wall using hold fast or bolt fasteners. A minimum of 4 No.s of screws to be provided for each vertical member & minimum 2no.s for horizontal member, and fixing 28 -30 MM thick solid Wood Polymer Composite (WPC) double extruded door shutter with 3MM top and bottom rigid layer with an overall density of 750kg/Cum. It will be fixed to the frame using 3 inch /4 inch hinges. A minimum of 4 hinges will be required for fixing the door with the frame 1200 x 2130mm | [5 empty] | 22-23
|  | Taking output Unit = 2.556 Sqm | [5 empty] | 22-23
| BMT-N.83.C | Cost of Frame |  | Rm | 6.7 | 920 | 6164 | 22-23
| BMM-V.42 | Labour charges for frame work |  | Sqm | 0.869 | 1036 | 900.28 | 22-23
| BMT-N.88 | Initial cost |  | Sqm | 2.23 | 3394 | 7568.62 | 22-23
| BMM-V.42 | Labour charges for Shutter |  | Sqm | 1.687 | 1036 | 1747.73 | 22-23
| BMT-G.09 | 200mm Alluminium tower bolts |  | No's | 2 | 108 | 216 | 22-23
| BMT-G.34 | 150mm Alluminium Door handle |  | No's | 4 | 114 | 456 | 22-23
| BMT-G.42 | 300mm Alluminium Aldrop |  | No's | 2 | 338 | 676 | 22-23
|  | Cost of Aluminium door stopper |  | No's | 1 | 58 | 58 | 22-23
|  | Rate per 2.556 Sqm |  |  |  |  | 17786.63 | 22-23
|  | Rate per 1.00 Sqm |  |  |  |  | 6958.78 | 22-23
2 |  | Supply and fixing of Wood Polymer Composite(WPC) Door Frame section of 63.5x100 MM .The two Vertical members are to be joined together with the horizontal member using 8x75 MM long MS Star full thread screws to be used with reverse forward speed control hand drilling machine. The ready/assembled door frame is fixed to the wall using hold fast or bolt fasteners. A minimum of 4 No.s of screws to be provided for each vertical member & minimum 2no.s for horizontal member, and fixing 28 -30 MM thick solid Wood Polymer Composite (WPC) double extruded door shutter with 3MM top and bottom rigid layer with an overall density of 750kg/Cum. It will be fixed to the frame using 3 inch /4 inch hinges. A minimum of 4 hinges will be required for fixing the door with the frame 1200 x 2130mm | [5 empty] | 22-23
|  | Taking output Unit = 2.556 Sqm | [5 empty] | 22-23
| BMT-N.83.C | Cost of Frame |  | Rm | 5.45 | 920 | 5014 | 22-23
| BMM-V.42 | Labour charges for frame work |  | Sqm | 0.869 | 1036 | 900.28 | 22-23
| BMT-N.88 | Initial cost |  | Sqm | 2.23 | 3394 | 7568.62 | 22-23
| BMM-V.42 | Labour charges for Shutter |  | Sqm | 1.687 | 1036 | 1747.73 | 22-23
| BMT-G.09 | 200mm Alluminium tower bolts |  | No's | 2 | 108 | 216 | 22-23
| BMT-G.34 | 150mm Alluminium Door handle |  | No's | 4 | 114 | 456 | 22-23
| BMT-G.42 | 300mm Alluminium Aldrop |  | No's | 2 | 338 | 676 | 22-23
|  | Cost of Aluminium door stopper |  | No's | 1 | 58 | 58 | 22-23
|  | Rate per 2.556 Sqm |  |  |  |  | 16636.63 | 22-23
|  | Rate per 1.00 Sqm |  |  |  |  | 6508.85 | 22-23
2 |  | Providing and fixing factory made uPVC white colour sliding glazed windowupto 1.50 m in height dimension comprising of uPVC multi-chamberedframe with in-built roller track and sash extruded profiles duly reinforcedwith 1.60 ± 0.2 mm thick galvanized mild steel section made from rollforming process of required length (shape & size according to uPVCprofile), appropriate dimension of uPVC extruded glazing beads anduPVC extruded interlocks, EPDM gasket, wool pile, zinc alloy (whitepowder coated) touch locks withhook, zinc alloy body with single nylonrollers (weight bearing capacity to be 40 kg), G.I fasteners 100 x 8 mmsize for fixing frame to finished wall and necessary stainless steel screwsetc. Profile of frame & sash shall be mitred cut and fusion welded at allcorners, including drilling of holes for fixing hardware's and drainage ofwater etc. After fixing frame the gap between frame and adjacent finishedwall shall be filled with weather proof silicon sealent over backer rod ofrequired size and of approved quality, all complete as per approved drawing& direction of Engineer-in-Charge inclusive of cost of Single / double glass panes,and silicon sealent Two track two panels sliding window made of (small series) frame 52 x 44 mm &sash 32 x 60 mm both having wall thickness of 1.9 ± 0.2 mm and single glazing bead of appropriate dimension. (Area of window upto 1.75 sqm) | [5 empty] | 22-23
| BMT-P.80.A | Initial cost two track panels | Sqm | 1 | 6460 |  | 6460 | 22-23
[7 empty] | 6460 | 22-23
| BMT-P.80.B | Initial cost Three track | Sqm | 1 | 8622 |  | 8622 | 22-23
[7 empty] | 8622 | 22-23
5 | BMT-P.79 | Initial cost Glazed window | Sqm | 1 | 6238 |  | 6238 | 22-23
[7 empty] | 6238 | 22-23
3 |  | supply and fixing of Single fixed Louvers Ventilator including cost and labour charges etc., complete | [5 empty] | 22-23
| BMT-P.59 | Initial cost two track panels | Sqm | 1 | 4062 |  | 4062 | 22-23
[7 empty] | 4062 | 22-23
|  |  | Deputy Executive Engineer |  |  | Assistant Engineer
|  |  | PRI Sub Division |  |  | Mandal Praja parishad
|  |  | Kanigiri |  |  | Kanigiri

## SANITATION DTA (hidden)
DATA SHEET (WATER AND SANITATION ITEMS)
Index-code | S No | Description | Unit | Qty | Rate Rs. | Amount Rs.
1 | 2 | 3 | 4 | 5 | 6 | 7
|  | AS PER SSR 2019-20 |  |  |  |  | 19-20
| 1 | Supplying and Fixing European Water Closet of 1st quality make white glazed with 'P' trap with low down porcelain flushing tank 10 Lit Capacity internal components and Fixing best Indian make plastic seat and lid for European water closets with rubber or plastic Buffers including all labour charges for fixing etc., complete. |  |  |  |  | 19-20
|  | European Water Closet of 1st quality BMW-D.13 | No | 1 | 1784 | 1784 | 19-20
|  | Flushing Tank 10 Lit capacity BMW-D.11 | No | 1 | 2226 | 2226 | 19-20
|  | plastic seat and lid BMW-D.16 | No | 1 | 766 | 766 | 19-20
[6 empty] | 4776 | 19-20
|  | Contract profit @ 13.615% |  |  |  | 0 | 19-20
[6 empty] | 4776 | 19-20
| 2 | Supplying & Fixing Indian pattern white glazed W.C 1st quality ISI marked conforming to IS:2556-Part-3-1981 with"P" or "S" trap: 630 mm Long |  |  |  |  | 19-20
|  | Initial cost BMW-D.02 | No | 1 | 934 | 934 | 19-20
[6 empty] | 934 | 19-20
| 2 | Supplying & Fixing white glazed flat back half stall urinals 1st quality conforming to IS:2556-1995 with standard C.P. Spreader of overall size 95 x 95 x 57 mm conforming to IS:2556-Part6, Sec-6-1974 fixed with screws complete Indian make : 410 x 265 x 305 mm |  |  |  |  | 19-20
|  | Initial cost BMW-D.34 | No | 1 | 2385 | 2385 | 19-20
[6 empty] | 2385 | 19-20
| 3 | Supplying and fixing Indian make Flat Back Wash Hand Basin (HSW/Parryware/ Neycer) 1st quality conforming to IS:2556-Part-4:1972 of size 450mm x 300mm with 32 mm nominal size C.P. Fitting with parallel pipe thread onforming to IS:2963-1979 and fitted with 15 mm nominal bore Chromium Plated Pillar Tap of 1st quality Indian make 400 grams Seiko/Senior/Nice or equivalent complete with tandard CI brackets including wooden blocks ,1 No.12.70mm PVC connection with brass union nuts CP oated , 1 No.12.70mm NP bib tap 400 gms Seiko or equivalent , 31.75mm dia. PVC flexible waste pipe 914.4mm length of 1st quality including cost and onveyance of all materials to site, labour charges , overheads & contractors profit for finished item of work |  |  |  |  | 19-20
|  | Cost of wash hand basin SSR BMW-D.26 S.No.158 | No | 1 | 1370 | 1370 | 19-20
|  | 12.70mm NP bib tap (400gms) BMW-E.07 | No | 1 | 349 | 349 | 19-20
|  | 12.70mm dia PVC connection with brass union nuts BMW-I.48 | No | 1 | 86 | 86 | 19-20
|  | 31.75mm dia. PVC flexible waste pipe BMW-G.05 | No | 1 | 22 | 22 | 19-20
[6 empty] | 1827 | 19-20
|  | Contract profit @ 13.615% |  |  |  | 0 | 19-20
[6 empty] | 1827 | 19-20
| 6 | Supplying and fixing 4" (101.6 mm ) Floor Trap - UPVC/SWR Pipe fittings 1st quality ISI marked conforming to IS:1729-1979 with C.P. Grating fixing with hite cement as per site requirements with standard practice for all floors ncluding cost and conveyance of all materials to site, labour charges etc., complete for finished item of work. |  |  |  |  | 19-20
|  | Initial cost BMW-G.125 | No | 1 | 117 | 117 | 19-20
|  | Contract profit @ 13.615% |  |  |  | 0 | 19-20
[6 empty] | 117 | 19-20
| 4 | Prince/ Sudhakar make or equivalent quality PVC /SWR pipes & fittings ( as per ISI standards) 4kg/cm2 110mm dia. double socket |  |  |  |  | 19-20
|  | Taking out put = 3Mts |  |  |  |  | 19-20
|  | 110mm dia pipe BMW-G.13 | Rm | 1 | 410 | 410 | 19-20
|  | Contract profit @ 13.615% |  |  |  | 0 | 19-20
|  | Rate per 3Mts |  |  |  | 410 | 19-20
|  | Rate per 1Mts |  |  |  | 136.6667 | 19-20
| 5 | Prince/ Sudhakar make or equivalent quality PVC /SWR pipes & fittings ( as per ISI standards) 4kg/cm2 90mm dia. double socket |  |  |  |  | 19-20
|  | Taking out put = 3Mts |  |  |  |  | 19-20
|  | 90mm dia pipe BMW-G.15 | Rm | 1 | 389 | 389 | 19-20
|  | Contract profit @ 13.615% |  |  |  | 0 | 19-20
|  | Rate per 3Mts |  |  |  | 389 | 19-20
|  | Rate per 1Mts |  |  |  | 129.6667 | 19-20
| 6 | Prince/ Sudhakar make or equivalent quality PVC /SWR pipes & fittings ( as per ISI standards) 4kg/cm2 75mm dia. double socket |  |  |  |  | 19-20
|  | Taking out put = 3Mts |  |  |  |  | 19-20
|  | 75mm dia pipe BMW-G.14 | Rm | 1 | 244 | 244 | 19-20
|  | Contract profit @ 13.615% |  |  |  | 0 | 19-20
|  | Rate per 3Mts |  |  |  | 244 | 19-20
|  | Rate per 1Mts |  |  |  | 81.3333 | 19-20
| 7 | Labour charges for laying, fixing and commissioning the PVC pipes including couplers/ bends/ tees etc any diameter including fixing necessary fittings like bends, plugs, couplers, junctions, tees, etc with solvent jointing as per standard practice |  |  |  |  | 19-20
|  | Initial cost BMW-G.152 | 1Rm | 1 | 70 | 70 | 19-20
|  | Contract profit @ 13.615% |  |  |  | 0 | 19-20
[6 empty] | 70 | 19-20
| 11 | Supplying & fixing 15 mm bib tap with flange Chromeum plated Jaquar make queen series |  |  |  |  | 19-20
|  | Initial cost BMW-I.140 | No | 1 | 1483 | 1483 | 19-20
|  | Contract profit @ 13.615% |  |  |  | 0 | 19-20
[6 empty] | 1483 | 19-20
| 8 | Supply & fixing of tested NP bib taps at all levels of 12.70mm dia of Indian make 400g first quality including cost & conveyance of all materials, labour charges for finished item of work, and all taxes complete for all floors |  |  |  |  | 19-20
|  | Initial cost BMW-E.07 | No | 1 | 349 | 349 | 19-20
|  | Contract profit @ 13.615% |  |  |  | 0 | 19-20
[6 empty] | 349 | 19-20
| 13 | Supply & fixing bib cock cum health faucet with 1 m long flexible tube and wall hook of Jaquar make queen series with 7 years warranty Chrome plated / Jupiter Aqua Lines-JALor equivalent series including cost and conveyance of all materials, labour charges , overheads & contractors profit complete for finished item of work in all floors. |  |  |  |  | 19-20
|  | Initial cost BMW-I.141 | No | 1 | 3758 | 3758 | 19-20
|  | Contract profit @ 13.615% |  |  |  | 0 | 19-20
[6 empty] | 3758 | 19-20
| 9 | Providing & placing on Terrace polyethylene water storage tank with Double layer approved brand & manufacture with cover and suitable locking arrangement & making necessary holes for inlet & outlets and overflow pipes but without fittings & base support for tanks |  |  |  |  | 19-20
|  | Cost of Liters(BMW-G.01) | Litrs | 1 | 5 | 5 | 19-20
|  | Labour charges(BMW-G.02) | Litrs | 1 | 1 | 1 | 19-20
[6 empty] | 6 | 19-20
|  | Contract profit @ 13.615% |  |  |  | 0 | 19-20
[6 empty] | 6 | 19-20
| 10 | Supply and Fixing of Premium make CPVC Pipes and Fittings to meet the requirement of ASTM-D 2846 and are produced in CTS (Copper Tube Sizes 1/2" ton 2" Ashirvad lowgurard SDR 11 and SDR 13.5 pipes are made from dential CPVC compounds having the same physical roperties for Hot and Cold Water (IS 15778:2007) |  |  |  |  | 19-20
|  | 15.90mm ODPipe - SDR 13.5 BMW-I.220 | Rm | 1 | 53 | 53 | 19-20
|  | Contract profit @ 13.615% |  |  |  | 0 | 19-20
[6 empty] | 53 | 19-20
|  | 22.20mm ODPipe - SDR 13.5 BMW-I.221 | Rm | 1 | 85 | 85 | 19-20
|  | Contract profit @ 13.615% |  |  |  | 0 | 19-20
[6 empty] | 85 | 19-20
|  | 28.60mm ODPipe - SDR 13.5 BMW-I.222 | Rm | 1 | 123 | 123 | 19-20
|  | Contract profit @ 13.615% |  |  |  | 0 | 19-20
[6 empty] | 123 | 19-20
|  | 34.90mm ODPipe - SDR 13.5 BMW-I.223 | Rm | 1 | 193 | 193 | 19-20
|  | Contract profit @ 13.615% |  |  |  | 0 | 19-20
[6 empty] | 193 | 19-20
| 16 | Manufacture, Supply and Delivery of Unplasticised PVCs Pipes for potable water supplies conforming to IS : 4985/2000 (3rd revision) with bell ends (Socket) as per specification. 25mm dia |  |  |  |  | 19-20
|  | Initial cost | 1Rm | 1 | 24 | 24 | 19-20
|  | Contract profit @ 13.615% |  |  |  | 0 | 19-20
[6 empty] | 24 | 19-20
| 11 | Labour charges for laying, joining, welding, fixing and commissioning the C-PVC pipes including all specials such ascouplers/ bends/ tees etc including fixing necessary fittings like bends, plugs, couplers, junctions, tees, etc with welding the joint as per standard practice - up to 40 mm dia |  |  |  |  | 19-20
|  | Initial cost BMW-I.415 | 1Rm | 1 | 31 | 31 | 19-20
|  | Contract profit @ 13.615% |  |  |  | 0 | 19-20
[6 empty] | 31 | 19-20
| 18 | Supplying and fixing Gunmetal Gate ( GM peet ) valve as per IS-778 Class - I , Indian make heavy type including cost and conveyance of all materials , labour charges etc. omplete for finished item of work. |  |  |  |  | 19-20
|  | 25mm Nominal bore BMW-F.17 | No | 1 | 1051 | 1051 | 19-20
|  | Contract profit @ 13.615% |  |  |  | 0 | 19-20
[6 empty] | 1051 | 19-20
| 19 | Supply and fixing of 110mm dia ISI mark PVC rain water spouts of 4 Kg/cm2 pressure including Cost of necessary pvc bends, shoes and M.S.clamps and all other accessories and fixing in position including cost and conveyance of all materials to site , seigniorage charges sales and other taxes on all materials, all operational, incidental and labour cahrges such as fixing in alignment etc., complete for finished item of work.(APSS NO1328) in All Floors |  |  |  |  | 19-20
|  | Taking out put=3 Rm |  |  |  |  | 19-20
|  | Basic rate as per ssr item BMW-G.13 | 3Rm | 1 | 410 | 410 | 19-20
|  | Cost of P.V.C. Bend BMW-G.57 | No | 1 | 70 | 70 | 19-20
|  | Cost of Clips BMW-G.106 | No | 3 | 15 | 45 | 19-20
|  | Plumber 1st Class | Day | 0.3 | 580 | 174 | 19-20
|  | Plumber 2nd class | Day | 0.7 | 460 | 322 | 19-20
|  | Man Mazdoor | Day | 1 | 420 | 420 | 19-20
[6 empty] | 1441 | 19-20
|  | Contract profit @ 13.615% |  |  |  | 0 | 19-20
|  | Cost of 3Rm |  |  |  | 1441 | 19-20
|  | Rate per 1.00 Rm |  |  |  | 480.3333 | 19-20
| 1 | Drilling of 165 mm dia Bore well by down the hole hammer drilling in all formations suitable for drilling with hammer drilling such as medium hard rock upto deepth specified by department including cost of trasportation charges crew charge (Addendum minutes (LR No. RC/ENC (AW)/ADA/AEE/ 24686/Vol.XII/2019 Dt 03.03.2020 of the Engineer in Chief, Water resource department. |  |  |  |  | 19-20
|  | Intial cost for Upto 90mts | 1Rm | 1 | 446.4 | 446.4 | 19-20
19-20
|  | Intial cost for 90mts to 150mts | 1Rm | 1 | 477.6 | 477.6 | 19-20
19-20
|  | Intial cost for 150mts to 250mts | 1Rm | 1 | 600 | 600 | 19-20
19-20
| 12 | Supply and Transportation of 2.00HP single phase ISI submersible mortor Pumpset subitable for 4" bore well Makes:Kirloskar/ Crompton/ CRI/ KSB/ Texmo/Aryan Varsha |  |  |  |  | 19-20
|  | Initial cost ELEC-5.4.1 e | 1No | 1 | 24300 | 24300 | 19-20
[6 empty] | 24300 | 19-20
| 2 | Supply and Transportation of 1.00HP single phase ISI submersible mortor Pumpset subitable for 4" bore well Makes:Kirloskar/ Crompton/ CRI/ KSB/ Texmo/Aryan Varsha |  |  |  |  | 19-20
|  | Initial cost ELEC-5.4.1 c | 1No | 1 | 16700 | 16700 | 19-20
|  | Special M.S. clamps with bolts and nuts ELEC-8.1.18 | 1No | 2 | 196 | 392 | 19-20
|  | Transportation Charges on Unit Cost |  | 16700 | 0.02 | 334 | 19-20
|  | Skilled Fitter | 1No | 0.5 | 550 | 275 | 19-20
|  | Helper | 1No | 1 | 418 | 418 | 19-20
|  | Plumber | 1No | 0.5 | 580 | 290 | 19-20
[6 empty] | 18409 | 19-20
| 3 | 180mm dia PVC pipe for casing etc., complete (Addendum minutes (LR No. RC/ENC (AW)/ADA/AEE/ 24686/Vol.XII/2019 Dt 03.03.2020 of the Engineer in Chief, Water resource department. |  |  |  |  | 19-20
|  | 6Kg per / cm2 | 1rm | 1 | 325 | 325 | 19-20
[6 empty] | 325 | 19-20
| 4 | S& F 40 mm HDPE pipe 12.5 kg/sqcm properties & weight as per IS 1239 ISI mark with GI fittings including the cost of pipe & its fittings & labour charges |  |  |  |  | 19-20
|  | Initial cost MAT- 07334 | 1Rm | 1 | 64 | 64 | 19-20
[6 empty] | 64 | 19-20
| 5 | S&F of 25mm dia Clamp set |  |  |  |  | 19-20
|  | Initial cost MAT- 00260 | 1No | 1 | 145.2 | 145.2 | 19-20
[6 empty] | 145.2 | 19-20
| 6 | S&F of 180mm dia bore cap |  |  |  |  | 19-20
|  | Initial cost | 1No | 1 | 109 | 109 | 19-20
[6 empty] | 109 | 19-20
| 7 | S&F of 32mm dia GI pipe |  |  |  |  | 19-20
|  | Initial cost | 1Rm | 1 | 198 | 198 | 19-20
[6 empty] | 198 | 19-20
| 8 | S&F of 32mm dia GI Bends |  |  |  |  | 19-20
|  | Initial cost BMW-F.09 | 1No | 1 | 22 | 22 | 19-20
[6 empty] | 22 | 19-20
| 9 | Supply of 3 core 2.5 sqm flat copper cable as per for submersible motors of makes polycab for service mains including cost of material and labour charges and taxes etc., complete. |  |  |  |  | 19-20
|  | Initial cost ELEC-1.6.3 | 1Rm | 1 | 80 | 80 | 19-20
[6 empty] | 80 | 19-20
| 10 | Supply and Transportation of control panel for single phasesubmersible motors up to 3 HP @ 220V 50Hz operating range between 80 to 240V including supply and fixing of Direct - on - Line LTLK / SIEMENS / CROMPTON make Volt meter and Ammeter with starting and running capacitors assembled with ISI mark contactors and fitted with Legrand make ISI mark MCB etc., complete. |  |  |  |  | 19-20
|  | Initial cost ELEC-5.4.15 | No | 1 | 4500 | 4500 | 19-20
[6 empty] | 4500 | 19-20
19-20
| 12 | Supplying & fixing 4" (101.6 mm ) Nahany trap with Jali- PVC/SWR Pipe fittings |  |  |  |  | 19-20
|  | Initial cost BMW-G.118 | No | 1 | 122 | 122 | 19-20
[6 empty] | 122 | 19-20
|  | AS PER SSR 2020-21 |  |  |  |  | 20-21
| 1 | Supplying and Fixing European Water Closet of 1st quality make white glazed with 'P' trap with low down porcelain flushing tank 10 Lit Capacity internal components and Fixing best Indian make plastic seat and lid for European water closets with rubber or plastic Buffers including all labour charges for fixing etc., complete. |  |  |  |  | 20-21
|  | European Water Closet of 1st quality BMW-D.13 | No | 1 | 1784 | 1784 | 20-21
|  | Flushing Tank 10 Lit capacity BMW-D.11 | No | 1 | 2226 | 2226 | 20-21
|  | plastic seat and lid BMW-D.16 | No | 1 | 766 | 766 | 20-21
[6 empty] | 4776 | 20-21
|  | Contract profit @ 13.615% |  |  |  | 0 | 20-21
[6 empty] | 4776 | 20-21
| 2 | Supplying & Fixing Indian pattern white glazed W.C 1st quality ISI marked conforming to IS:2556-Part-3-1981 with"P" or "S" trap: 630 mm Long |  |  |  |  | 20-21
|  | Initial cost BMW-D.02 | No | 1 | 934 | 934 | 20-21
[6 empty] | 934 | 20-21
| 2 | Supplying & Fixing white glazed flat back half stall urinals 1st quality conforming to IS:2556-1995 with standard C.P. Spreader of overall size 95 x 95 x 57 mm conforming to IS:2556-Part6, Sec-6-1974 fixed with screws complete Indian make : 410 x 265 x 305 mm |  |  |  |  | 20-21
|  | Initial cost BMW-D.34 | No | 1 | 2385 | 2385 | 20-21
[6 empty] | 2385 | 20-21
| 2 | Supplying and fixing Indian make Flat Back Wash Hand Basin (HSW/Parryware/ Neycer) 1st quality conforming to IS:2556-Part-4:1972 of size 450mm x 300mm with 32 mm nominal size C.P. Fitting with parallel pipe thread onforming to IS:2963-1979 and fitted with 15 mm nominal bore Chromium Plated Pillar Tap of 1st quality Indian make 400 grams Seiko/Senior/Nice or equivalent complete with tandard CI brackets including wooden blocks ,1 No.12.70mm PVC connection with brass union nuts CP oated , 1 No.12.70mm NP bib tap 400 gms Seiko or equivalent , 31.75mm dia. PVC flexible waste pipe 914.4mm length of 1st quality including cost and onveyance of all materials to site, labour charges , overheads & contractors profit for finished item of work |  |  |  |  | 20-21
|  | Cost of wash hand basin SSR BMW-D.26 S.No.158 | No | 1 | 1370 | 1370 | 20-21
|  | 12.70mm NP bib tap (400gms) BMW-E.07 | No | 1 | 349 | 349 | 20-21
|  | 12.70mm dia PVC connection with brass union nuts BMW-I.48 | No | 1 | 86 | 86 | 20-21
|  | 31.75mm dia. PVC flexible waste pipe BMW-G.05 | No | 1 | 22 | 22 | 20-21
[6 empty] | 1827 | 20-21
|  | Contract profit @ 13.615% |  |  |  | 0 | 20-21
[6 empty] | 1827 | 20-21
| 6 | Supplying and fixing 4" (101.6 mm ) Floor Trap - UPVC/SWR Pipe fittings 1st quality ISI marked conforming to IS:1729-1979 with C.P. Grating fixing with hite cement as per site requirements with standard practice for all floors ncluding cost and conveyance of all materials to site, labour charges etc., complete for finished item of work. |  |  |  |  | 20-21
|  | Initial cost BMW-G.125 | No | 1 | 117 | 117 | 20-21
|  | Contract profit @ 13.615% |  |  |  | 0 | 20-21
[6 empty] | 117 | 20-21
| 3 | Prince/ Sudhakar make or equivalent quality PVC /SWR pipes & fittings ( as per ISI standards) 4kg/cm2 110mm dia. double socket |  |  |  |  | 20-21
|  | Taking out put = 3Mts |  |  |  |  | 20-21
|  | 110mm dia pipe BMW-G.13 | Rm | 1 | 410 | 410 | 20-21
|  | Contract profit @ 13.615% |  |  |  | 0 | 20-21
|  | Rate per 3Mts |  |  |  | 410 | 20-21
|  | Rate per 1Mts |  |  |  | 136.6667 | 20-21
| 4 | Prince/ Sudhakar make or equivalent quality PVC /SWR pipes & fittings ( as per ISI standards) 4kg/cm2 90mm dia. double socket |  |  |  |  | 20-21
|  | Taking out put = 3Mts |  |  |  |  | 20-21
|  | 90mm dia pipe BMW-G.15 | Rm | 1 | 389 | 389 | 20-21
|  | Contract profit @ 13.615% |  |  |  | 0 | 20-21
|  | Rate per 3Mts |  |  |  | 389 | 20-21
|  | Rate per 1Mts |  |  |  | 129.6667 | 20-21
| 5 | Prince/ Sudhakar make or equivalent quality PVC /SWR pipes & fittings ( as per ISI standards) 4kg/cm2 75mm dia. double socket |  |  |  |  | 20-21
|  | Taking out put = 3Mts |  |  |  |  | 20-21
|  | 75mm dia pipe BMW-G.14 | Rm | 1 | 244 | 244 | 20-21
|  | Contract profit @ 13.615% |  |  |  | 0 | 20-21
|  | Rate per 3Mts |  |  |  | 244 | 20-21
|  | Rate per 1Mts |  |  |  | 81.3333 | 20-21
| 6 | Labour charges for laying, fixing and commissioning the PVC pipes including couplers/ bends/ tees etc any diameter including fixing necessary fittings like bends, plugs, couplers, junctions, tees, etc with solvent jointing as per standard practice |  |  |  |  | 20-21
|  | Initial cost BMW-G.152 | 1Rm | 1 | 70 | 70 | 20-21
|  | Contract profit @ 13.615% |  |  |  | 0 | 20-21
[6 empty] | 70 | 20-21
| 8 | Supply & Fixing of Bibcock cum Health Faucet with 1m long tube and wall hook |  |  |  |  | 20-21
|  | Initial cost BMW-I.170 | No | 1 | 2769 | 2769 | 20-21
|  | Contract profit @ 13.615% |  |  |  | 0 | 20-21
[6 empty] | 2769 | 20-21
| 7 | Supply & fixing of tested NP bib taps at all levels of 12.70mm dia of Indian make 400g first quality including cost & conveyance of all materials, labour charges for finished item of work, and all taxes complete for all floors |  |  |  |  | 20-21
|  | Initial cost BMW-E.07 | No | 1 | 349 | 349 | 20-21
|  | Contract profit @ 13.615% |  |  |  | 0 | 20-21
[6 empty] | 349 | 20-21
| 13 | Supply & fixing bib cock cum health faucet with 1 m long flexible tube and wall hook of Jaquar make queen series with 7 years warranty Chrome plated / Jupiter Aqua Lines-JALor equivalent series including cost and conveyance of all materials, labour charges , overheads & contractors profit complete for finished item of work in all floors. |  |  |  |  | 20-21
|  | Initial cost BMW-I.141 | No | 1 | 3758 | 3758 | 20-21
|  | Contract profit @ 13.615% |  |  |  | 0 | 20-21
[6 empty] | 3758 | 20-21
| 8 | Providing & placing on Terrace polyethylene water storage tank with Double layer approved brand & manufacture with cover and suitable locking arrangement & making necessary holes for inlet & outlets and overflow pipes but without fittings & base support for tanks |  |  |  |  | 20-21
|  | Cost of Liters(BMW-G.01) | Litrs | 1 | 5 | 5 | 20-21
|  | Labour charges(BMW-G.02) | Litrs | 1 | 1 | 1 | 20-21
[6 empty] | 6 | 20-21
|  | Contract profit @ 13.615% |  |  |  | 0 | 20-21
[6 empty] | 6 | 20-21
| 9 | Supply and Fixing of Premium make CPVC Pipes and Fittings to meet the requirement of ASTM-D 2846 and are produced in CTS (Copper Tube Sizes 1/2" ton 2" Ashirvad lowgurard SDR 11 and SDR 13.5 pipes are made from dential CPVC compounds having the same physical roperties for Hot and Cold Water (IS 15778:2007) |  |  |  |  | 20-21
|  | 15.90mm ODPipe - SDR 13.5 BMW-I.220 | Rm | 1 | 53 | 53 | 20-21
|  | Contract profit @ 13.615% |  |  |  | 0 | 20-21
[6 empty] | 53 | 20-21
|  | 22.20mm ODPipe - SDR 13.5 BMW-I.221 | Rm | 1 | 85 | 85 | 20-21
|  | Contract profit @ 13.615% |  |  |  | 0 | 20-21
[6 empty] | 85 | 20-21
|  | 28.60mm ODPipe - SDR 13.5 BMW-I.222 | Rm | 1 | 123 | 123 | 20-21
|  | Contract profit @ 13.615% |  |  |  | 0 | 20-21
[6 empty] | 123 | 20-21
|  | 34.90mm ODPipe - SDR 13.5 BMW-I.223 | Rm | 1 | 193 | 193 | 20-21
|  | Contract profit @ 13.615% |  |  |  | 0 | 20-21
[6 empty] | 193 | 20-21
| 16 | Manufacture, Supply and Delivery of Unplasticised PVCs Pipes for potable water supplies conforming to IS : 4985/2000 (3rd revision) with bell ends (Socket) as per specification. 25mm dia |  |  |  |  | 20-21
|  | Initial cost | 1Rm | 1 | 24 | 24 | 20-21
|  | Contract profit @ 13.615% |  |  |  | 0 | 20-21
[6 empty] | 24 | 20-21
| 10 | Labour charges for laying, joining, welding, fixing and commissioning the C-PVC pipes including all specials such ascouplers/ bends/ tees etc including fixing necessary fittings like bends, plugs, couplers, junctions, tees, etc with welding the joint as per standard practice - up to 40 mm dia |  |  |  |  | 20-21
|  | Initial cost BMW-I.415 | 1Rm | 1 | 31 | 31 | 20-21
|  | Contract profit @ 13.615% |  |  |  | 0 | 20-21
[6 empty] | 31 | 20-21
| 18 | Supplying and fixing Gunmetal Gate ( GM peet ) valve as per IS-778 Class - I , Indian make heavy type including cost and conveyance of all materials , labour charges etc. omplete for finished item of work. |  |  |  |  | 20-21
|  | 25mm Nominal bore BMW-F.17 | No | 1 | 1051 | 1051 | 20-21
|  | Contract profit @ 13.615% |  |  |  | 0 | 20-21
[6 empty] | 1051 | 20-21
| 19 | Supply and fixing of 110mm dia ISI mark PVC rain water spouts of 4 Kg/cm2 pressure including Cost of necessary pvc bends, shoes and M.S.clamps and all other accessories and fixing in position including cost and conveyance of all materials to site , seigniorage charges sales and other taxes on all materials, all operational, incidental and labour cahrges such as fixing in alignment etc., complete for finished item of work.(APSS NO1328) in All Floors |  |  |  |  | 20-21
|  | Taking out put=3 Rm |  |  |  |  | 20-21
|  | Basic rate as per ssr item BMW-G.13 | 3Rm | 1 | 410 | 410 | 20-21
|  | Cost of P.V.C. Bend BMW-G.57 | No | 1 | 70 | 70 | 20-21
|  | Cost of Clips BMW-G.106 | No | 3 | 15 | 45 | 20-21
|  | Plumber 1st Class | Day | 0.3 | 615 | 184.5 | 20-21
|  | Plumber 2nd class | Day | 0.7 | 500 | 350 | 20-21
|  | Man Mazdoor | Day | 1 | 460 | 460 | 20-21
[6 empty] | 1519.5 | 20-21
|  | Contract profit @ 13.615% |  |  |  | 0 | 20-21
|  | Cost of 3Rm |  |  |  | 1519.5 | 20-21
|  | Rate per 1.00 Rm |  |  |  | 506.5 | 20-21
| 11 | Drilling of 165 mm dia Bore well by down the hole hammer drilling in all formations suitable for drilling with hammer drilling such as medium hard rock upto deepth specified by department including cost of trasportation charges crew charge (Addendum minutes (LR No. RC/ENC (AW)/ADA/AEE/ 24686/Vol.XII/2019 Dt 03.03.2020 of the Engineer in Chief, Water resource department. |  |  |  |  | 20-21
|  | Intial cost for Upto 90mts | 1Rm | 1 | 446.4 | 446.4 | 20-21
20-21
|  | Intial cost for 90mts to 150mts | 1Rm | 1 | 477.6 | 477.6 | 20-21
20-21
|  | Intial cost for 150mts to 250mts | 1Rm | 1 | 535.7 | 535.7 | 20-21
20-21
| 12 | Supply and Transportation of 2.00HP single phase ISI submersible mortor Pumpset subitable for 4" bore well Makes:Kirloskar/ Crompton/ CRI/ KSB/ Texmo/Aryan Varsha |  |  |  |  | 20-21
|  | Initial cost ELEC-5.4.1 e | 1No | 1 | 24300 | 24300 | 20-21
[6 empty] | 24300 | 20-21
| 13 | Supply and erecting, ISI mark submersible 1.0 HP,Single Phase 18stages pumpset suitable for 106 / 156mm dia borewell with high quality water resistant and dynamically balanced bronze impeller with stainless steel shaft sleeves, pump coupling and pivot of Single phase 250V, 50Hz.. A.C. power supply copper winding with water proof insulation and high precision strength not to be effected by chemical in water and suitable bronze bearings with nut and bolts etc., with necessary H-type clamp of suitable size and strength. |  |  |  |  | 20-21
|  | 1HP, Single Phase 18 stage submerisible pump set including all taxes ELEC-5.4.1 c | 1No | 1 | 16700 | 16700 | 20-21
|  | Special M.S. clamps with bolts and nuts ELEC-8.1.18 | 1No | 2 | 196 | 392 | 20-21
|  | Transportation Charges on Unit Cost |  | 16700 | 0.02 | 334 | 20-21
|  | Skilled Fitter | 1No | 0.5 | 585 | 292.5 | 20-21
|  | Helper | 1No | 1 | 500 | 500 | 20-21
|  | Plumber | 1No | 0.5 | 615 | 307.5 | 20-21
20-21
[6 empty] | 18526 | 20-21
| 14 | 180mm dia PVC pipe for casing etc., complete (Addendum minutes (LR No. RC/ENC (AW)/ADA/AEE/ 24686/Vol.XII/2019 Dt 03.03.2020 of the Engineer in Chief, Water resource department. |  |  |  |  | 20-21
|  | 6Kg per / cm2 | 1rm | 1 | 325 | 325 | 20-21
[6 empty] | 325 | 20-21
| 15 | S& F 40 mm HDPE pipe 12.5 kg/sqcm properties & weight as per IS 1239 ISI mark with GI fittings including the cost of pipe & its fittings & labour charges |  |  |  |  | 20-21
|  | Initial cost | 1Rm | 1 | 59 | 59 | 20-21
[6 empty] | 59 | 20-21
| 16 | S&F of 25mm dia Clamp set |  |  |  |  | 20-21
|  | Initial cost | 1No | 1 | 175 | 175 | 20-21
[6 empty] | 175 | 20-21
| 17 | S&F of 180mm dia bore cap |  |  |  |  | 20-21
|  | Initial cost | 1No | 1 | 300 | 300 | 20-21
[6 empty] | 300 | 20-21
| 18 | S&F of 32mm dia GI pipe |  |  |  |  | 20-21
|  | Initial cost | 1Rm | 1 | 400 | 400 | 20-21
[6 empty] | 400 | 20-21
| 19 | S&F of 32mm dia GI Bends |  |  |  |  | 20-21
|  | Initial cost | 1No | 1 | 70 | 70 | 20-21
[6 empty] | 70 | 20-21
| 20 | Supply of 3 core 2.5 sqm flat copper cable as per for submersible motors of makes polycab for service mains including cost of material and labour charges and taxes etc., complete. |  |  |  |  | 20-21
|  | Initial cost ELEC-1.6.3 | 1Rm | 1 | 80 | 80 | 20-21
[6 empty] | 80 | 20-21
| 21 | Supply and Transportation of control panel for single phasesubmersible motors up to 3 HP @ 220V 50Hz operating range between 80 to 240V including supply and fixing of Direct - on - Line LTLK / SIEMENS / CROMPTON make Volt meter and Ammeter with starting and running capacitors assembled with ISI mark contactors and fitted with Legrand make ISI mark MCB etc., complete. |  |  |  |  | 20-21
|  | Initial cost ELEC-5.4.15 | No | 1 | 4500 | 4500 | 20-21
[6 empty] | 4500 | 20-21
20-21
| 22 | Supplying & fixing 4" (101.6 mm ) Nahany trap with Jali- PVC/SWR Pipe fittings |  |  |  |  | 20-21
|  | Initial cost BMW-G.118 | No | 1 | 86 | 86 | 20-21
[6 empty] | 86 | 20-21
|  | AS PER SSR 2021-22 |  |  |  |  | 21-22
| 1 | Supplying and Fixing European Water Closet of 1st quality make white glazed with 'P' trap with low down porcelain flushing tank 10 Lit Capacity internal components and Fixing best Indian make plastic seat and lid for European water closets with rubber or plastic Buffers including all labour charges for fixing etc., complete. |  |  |  |  | 21-22
|  | European Water Closet of 1st quality BMW-D.13 | No | 1 | 1870 | 1870 | 21-22
|  | Flushing Tank 10 Lit capacity BMW-D.11 | No | 1 | 2333 | 2333 | 21-22
|  | plastic seat and lid BMW-D.16 | No | 1 | 803 | 803 | 21-22
[6 empty] | 5006 | 21-22
|  | Contract profit @ 13.615% |  |  |  | 0 | 21-22
[6 empty] | 5006 | 21-22
| 2 | Supplying & Fixing Indian pattern white glazed W.C 1st quality ISI marked conforming to IS:2556-Part-3-1981 with"P" or "S" trap: 630 mm Long |  |  |  |  | 21-22
|  | Initial cost BMW-D.02 | No | 1 | 979 | 979 | 21-22
[6 empty] | 979 | 21-22
| 2 | Supplying & Fixing white glazed flat back half stall urinals 1st quality conforming to IS:2556-1995 with standard C.P. Spreader of overall size 95 x 95 x 57 mm conforming to IS:2556-Part6, Sec-6-1974 fixed with screws complete Indian make : 410 x 265 x 305 mm |  |  |  |  | 21-22
|  | Initial cost BMW-D.34 | No | 1 | 2499 | 2499 | 21-22
[6 empty] | 2499 | 21-22
| 3 | Supplying and fixing Indian make Flat Back Wash Hand Basin (HSW/Parryware/ Neycer) 1st quality conforming to IS:2556-Part-4:1972 of size 450mm x 300mm with 32 mm nominal size C.P. Fitting with parallel pipe thread onforming to IS:2963-1979 and fitted with 15 mm nominal bore Chromium Plated Pillar Tap of 1st quality Indian make 400 grams Seiko/Senior/Nice or equivalent complete with tandard CI brackets including wooden blocks ,1 No.12.70mm PVC connection with brass union nuts CP oated , 1 No.12.70mm NP bib tap 400 gms Seiko or equivalent , 31.75mm dia. PVC flexible waste pipe 914.4mm length of 1st quality including cost and onveyance of all materials to site, labour charges , overheads & contractors profit for finished item of work |  |  |  |  | 21-22
|  | Cost of wash hand basin SSR BMW-D.26 S.No.158 | No | 1 | 1436 | 1436 | 21-22
|  | 12.70mm NP bib tap (400gms) BMW-E.07 | No | 1 | 366 | 366 | 21-22
|  | 12.70mm dia PVC connection with brass union nuts BMW-I.48 | No | 1 | 90 | 90 | 21-22
|  | 31.75mm dia. PVC flexible waste pipe BMW-G.05 | No | 1 | 23 | 23 | 21-22
[6 empty] | 1915 | 21-22
|  | Contract profit @ 13.615% |  |  |  | 0 | 21-22
[6 empty] | 1915 | 21-22
| 6 | Supplying and fixing 4" (101.6 mm ) Floor Trap - UPVC/SWR Pipe fittings 1st quality ISI marked conforming to IS:1729-1979 with C.P. Grating fixing with hite cement as per site requirements with standard practice for all floors ncluding cost and conveyance of all materials to site, labour charges etc., complete for finished item of work. |  |  |  |  | 21-22
|  | Initial cost BMW-G.125 | No | 1 | 122 | 122 | 21-22
|  | Contract profit @ 13.615% |  |  |  | 0 | 21-22
[6 empty] | 122 | 21-22
| 1 | Prince/ Sudhakar make or equivalent quality PVC /SWR pipes & fittings ( as per ISI standards) 4kg/cm2 110mm dia. double socket |  |  |  |  | 21-22
|  | Taking out put = 3Mts |  |  |  |  | 21-22
|  | 110mm dia pipe BMW-G.13 | Rm | 1 | 426 | 426 | 21-22
|  | Contract profit @ 13.615% |  |  |  | 0 | 21-22
|  | Rate per 3Mts |  |  |  | 426 | 21-22
|  | Rate per 1Mts |  |  |  | 142 | 21-22
| 5 | Prince/ Sudhakar make or equivalent quality PVC /SWR pipes & fittings ( as per ISI standards) 4kg/cm2 90mm dia. double socket |  |  |  |  | 21-22
|  | Taking out put = 3Mts |  |  |  |  | 21-22
|  | 90mm dia pipe BMW-G.15 | Rm | 1 | 405 | 405 | 21-22
|  | Contract profit @ 13.615% |  |  |  | 0 | 21-22
|  | Rate per 3Mts |  |  |  | 405 | 21-22
|  | Rate per 1Mts |  |  |  | 135 | 21-22
| 2 | Prince/ Sudhakar make or equivalent quality PVC /SWR pipes & fittings ( as per ISI standards) 4kg/cm2 75mm dia. double socket |  |  |  |  | 21-22
|  | Taking out put = 3Mts |  |  |  |  | 21-22
|  | 75mm dia pipe BMW-G.14 | Rm | 1 | 254 | 254 | 21-22
|  | Contract profit @ 13.615% |  |  |  | 0 | 21-22
|  | Rate per 3Mts |  |  |  | 254 | 21-22
|  | Rate per 1Mts |  |  |  | 84.6667 | 21-22
| 3 | Labour charges for laying, fixing and commissioning the PVC pipes including couplers/ bends/ tees etc any diameter including fixing necessary fittings like bends, plugs, couplers, junctions, tees, etc with solvent jointing as per standard practice |  |  |  |  | 21-22
|  | Initial cost BMW-G.152 | 1Rm | 1 | 74 | 74 | 21-22
|  | Contract profit @ 13.615% |  |  |  | 0 | 21-22
[6 empty] | 74 | 21-22
| 11 | Supplying & fixing 15 mm bib tap with flange Chromeum plated Jaquar make queen series |  |  |  |  | 21-22
|  | Initial cost BMW-I.140 | No | 1 | 1554 | 1554 | 21-22
|  | Contract profit @ 13.615% |  |  |  | 0 | 21-22
[6 empty] | 1554 | 21-22
| 8 | Supply & fixing of tested NP bib taps at all levels of 12.70mm dia of Indian make 400g first quality including cost & conveyance of all materials, labour charges for finished item of work, and all taxes complete for all floors |  |  |  |  | 21-22
|  | Initial cost BMW-E.07 | No | 1 | 366 | 366 | 21-22
|  | Contract profit @ 13.615% |  |  |  | 0 | 21-22
[6 empty] | 366 | 21-22
| 13 | Supply & fixing bib cock cum health faucet with 1 m long flexible tube and wall hook of Jaquar make queen series with 7 years warranty Chrome plated / Jupiter Aqua Lines-JALor equivalent series including cost and conveyance of all materials, labour charges , overheads & contractors profit complete for finished item of work in all floors. |  |  |  |  | 21-22
|  | Initial cost BMW-I.141 | No | 1 | 3938 | 3938 | 21-22
|  | Contract profit @ 13.615% |  |  |  | 0 | 21-22
[6 empty] | 3938 | 21-22
| 9 | Providing & placing on Terrace polyethylene water storage tank with Double layer approved brand & manufacture with cover and suitable locking arrangement & making necessary holes for inlet & outlets and overflow pipes but without fittings & base support for tanks |  |  |  |  | 21-22
|  | Cost of Liters(BMW-G.01) | Litrs | 1 | 5 | 5 | 21-22
|  | Labour charges(BMW-G.02) | Litrs | 1 | 1 | 1 | 21-22
[6 empty] | 6 | 21-22
|  | Contract profit @ 13.615% |  |  |  | 0 | 21-22
[6 empty] | 6 | 21-22
| 4 | Supply and Fixing of Premium make CPVC Pipes and Fittings to meet the requirement of ASTM-D 2846 and are produced in CTS (Copper Tube Sizes 1/2" ton 2" Ashirvad lowgurard SDR 11 and SDR 13.5 pipes are made from dential CPVC compounds having the same physical roperties for Hot and Cold Water (IS 15778:2007) |  |  |  |  | 21-22
|  | 15.90mm ODPipe - SDR 13.5 BMW-I.220 | Rm | 1 | 56 | 56 | 21-22
|  | Contract profit @ 13.615% |  |  |  | 0 | 21-22
[6 empty] | 56 | 21-22
|  | 22.20mm ODPipe - SDR 13.5 BMW-I.221 | Rm | 1 | 89 | 89 | 21-22
|  | Contract profit @ 13.615% |  |  |  | 0 | 21-22
[6 empty] | 89 | 21-22
|  | 28.60mm ODPipe - SDR 13.5 BMW-I.221 | Rm | 1 | 129 | 129 | 21-22
|  | Contract profit @ 13.615% |  |  |  | 0 | 21-22
[6 empty] | 129 | 21-22
|  | 34.90mm ODPipe - SDR 13.5 BMW-I.223 | Rm | 1 | 202 | 202 | 21-22
|  | Contract profit @ 13.615% |  |  |  | 0 | 21-22
[6 empty] | 202 | 21-22
| 16 | Manufacture, Supply and Delivery of Unplasticised PVCs Pipes for potable water supplies conforming to IS : 4985/2000 (3rd revision) with bell ends (Socket) as per specification. 25mm dia |  |  |  |  | 21-22
|  | Initial cost | 1Rm | 1 | 33 | 33 | 21-22
|  | Contract profit @ 13.615% |  |  |  | 0 | 21-22
[6 empty] | 33 | 21-22
| 5 | Labour charges for laying, joining, welding, fixing and commissioning the C-PVC pipes including all specials such ascouplers/ bends/ tees etc including fixing necessary fittings like bends, plugs, couplers, junctions, tees, etc with welding the joint as per standard practice - up to 40 mm dia |  |  |  |  | 21-22
|  | Initial cost BMW-I.415 | 1Rm | 1 | 33 | 33 | 21-22
|  | Contract profit @ 13.615% |  |  |  | 0 | 21-22
[6 empty] | 33 | 21-22
| 18 | Supplying and fixing Gunmetal Gate ( GM peet ) valve as per IS-778 Class - I , Indian make heavy type including cost and conveyance of all materials , labour charges etc. omplete for finished item of work. |  |  |  |  | 21-22
|  | 25mm Nominal bore BMW-F.17 | No | 1 | 1101 | 1101 | 21-22
|  | Contract profit @ 13.615% |  |  |  | 0 | 21-22
[6 empty] | 1101 | 21-22
| 19 | Supply and fixing of 110mm dia ISI mark PVC rain water spouts of 4 Kg/cm2 pressure including Cost of necessary pvc bends, shoes and M.S.clamps and all other accessories and fixing in position including cost and conveyance of all materials to site , seigniorage charges sales and other taxes on all materials, all operational, incidental and labour cahrges such as fixing in alignment etc., complete for finished item of work.(APSS NO1328) in All Floors |  |  |  |  | 21-22
|  | Taking out put=3 Rm |  |  |  |  | 21-22
|  | Basic rate as per ssr item BMW-G.13 | 3Rm | 1 | 426 | 426 | 21-22
|  | Cost of P.V.C. Bend BMW-G.57 | No | 1 | 73 | 73 | 21-22
|  | Cost of Clips BMW-G.106 | No | 3 | 16 | 48 | 21-22
|  | Plumber 1st Class | Day | 0.3 | 655 | 196.5 | 21-22
|  | Plumber 2nd class | Day | 0.7 | 525 | 367.5 | 21-22
|  | Man Mazdoor | Day | 1 | 490 | 490 | 21-22
[6 empty] | 1601 | 21-22
|  | Contract profit @ 13.615% |  |  |  | 0 | 21-22
|  | Cost of 3Rm |  |  |  | 1601 | 21-22
|  | Rate per 1.00 Rm |  |  |  | 533.6667 | 21-22
| 11 | Drilling of 165 mm dia Bore well by down the hole hammer drilling in all formations suitable for drilling with hammer drilling such as medium hard rock upto deepth specified by department including cost of trasportation charges crew charge (Addendum minutes (LR No. RC/ENC (AW)/ADA/AEE/ 24686/Vol.XII/2019 Dt 03.03.2020 of the Engineer in Chief, Water resource department. |  |  |  |  | 21-22
|  | Intial cost for Upto 90mts | 1Rm | 1 | 470 | 470 | 21-22
21-22
|  | Intial cost for 90mts to 150mts | 1Rm | 1 | 502 | 502 | 21-22
21-22
|  | Intial cost for 150mts to 250mts | 1Rm | 1 | 563 | 563 | 21-22
21-22
| 12 | Supply and Transportation of 2.00HP single phase ISI submersible mortor Pumpset subitable for 4" bore well Makes:Kirloskar/ Crompton/ CRI/ KSB/ Texmo/Aryan Varsha |  |  |  |  | 21-22
|  | Initial cost ELEC-5.4.1 e | 1No | 1 | 26730 | 26730 | 21-22
[6 empty] | 26730 | 21-22
| 13 | Supply and Transportation of 1.00HP single phase ISI submersible mortor Pumpset subitable for 4" bore well Makes:Kirloskar/ Crompton/ CRI/ KSB/ Texmo/Aryan Varsha |  |  |  |  | 21-22
|  | Initial cost ELEC-5.4.1 c | 1No | 1 | 18370 | 18370 | 21-22
[6 empty] | 18370 | 21-22
| 14 | 180mm dia PVC pipe for casing etc., complete (Addendum minutes (LR No. RC/ENC (AW)/ADA/AEE/ 24686/Vol.XII/2019 Dt 03.03.2020 of the Engineer in Chief, Water resource department. |  |  |  |  | 21-22
|  | 6Kg per / cm2 | 1rm | 1 | 342 | 342 | 21-22
[6 empty] | 342 | 21-22
| 15 | S& F 40 mm HDPE pipe 12.5 kg/sqcm properties & weight as per IS 1239 ISI mark with GI fittings including the cost of pipe & its fittings & labour charges |  |  |  |  | 21-22
|  | Initial cost | 1Rm | 1 | 73 | 73 | 21-22
[6 empty] | 73 | 21-22
| 16 | S&F of 25mm dia Clamp set |  |  |  |  | 21-22
|  | Initial cost | 1No | 1 | 177 | 177 | 21-22
[6 empty] | 177 | 21-22
| 17 | S&F of 180mm dia bore cap |  |  |  |  | 21-22
|  | Initial cost | 1No | 1 | 315 | 315 | 21-22
[6 empty] | 315 | 21-22
| 18 | S&F of 32mm dia GI pipe |  |  |  |  | 21-22
|  | Initial cost | 1Rm | 1 | 420 | 420 | 21-22
[6 empty] | 420 | 21-22
| 19 | S&F of 32mm dia GI Bends |  |  |  |  | 21-22
|  | Initial cost | 1No | 1 | 73 | 73 | 21-22
[6 empty] | 73 | 21-22
| 20 | Supply of 3 core 2.5 sqm flat copper cable as per for submersible motors of makes polycab for service mains including cost of material and labour charges and taxes etc., complete. |  |  |  |  | 21-22
|  | Initial cost ELEC-1.6.3 | 1Rm | 1 | 92 | 92 | 21-22
[6 empty] | 92 | 21-22
| 21 | Supply and Transportation of control panel for single phasesubmersible motors up to 3 HP @ 220V 50Hz operating range between 80 to 240V including supply and fixing of Direct - on - Line LTLK / SIEMENS / CROMPTON make Volt meter and Ammeter with starting and running capacitors assembled with ISI mark contactors and fitted with Legrand make ISI mark MCB etc., complete. |  |  |  |  | 21-22
|  | Initial cost ELEC-5.4.15 | No | 1 | 4950 | 4950 | 21-22
[6 empty] | 4950 | 21-22
21-22
| 12 | Supplying & fixing 4" (101.6 mm ) Nahany trap with Jali- PVC/SWR Pipe fittings |  |  |  |  | 21-22
|  | Initial cost BMW-G.118 | No | 1 | 89 | 89 | 21-22
[6 empty] | 89 | 21-22
|  | AS PER SSR 2022-23 |  |  |  |  | 22-23
| 11 | Supplying and Fixing European Water Closet of 1st quality make white glazed with 'P' trap with low down porcelain flushing tank 10 Lit Capacity internal components and Fixing best Indian make plastic seat and lid for European water closets with rubber or plastic Buffers including all labour charges for fixing etc., complete. |  |  |  |  | 22-23
|  | European Water Closet of 1st quality BMW-D.13 | No | 1 | 1979 | 1979 | 22-23
|  | Flushing Tank 10 Lit capacity BMW-D.11 | No | 1 | 2468 | 2468 | 22-23
|  | plastic seat and lid BMW-D.16 | No | 1 | 850 | 850 | 22-23
[6 empty] | 5297 | 22-23
|  | Contract profit @ 13.615% |  |  |  | 0 | 22-23
[6 empty] | 5297 | 22-23
| 2 | Supplying & Fixing Indian pattern white glazed W.C 1st quality ISI marked conforming to IS:2556-Part-3-1981 with"P" or "S" trap: 630 mm Long |  |  |  |  | 22-23
|  | Initial cost BMW-D.02 | No | 1 | 1036 | 1036 | 22-23
[6 empty] | 1036 | 22-23
| 2 | Supplying & Fixing white glazed flat back half stall urinals 1st quality conforming to IS:2556-1995 with standard C.P. Spreader of overall size 95 x 95 x 57 mm conforming to IS:2556-Part6, Sec-6-1974 fixed with screws complete Indian make : 410 x 265 x 305 mm |  |  |  |  | 22-23
|  | Initial cost BMW-D.34 | No | 1 | 2644 | 2644 | 22-23
[6 empty] | 2644 | 22-23
| 12 | Supplying and fixing Indian make Flat Back Wash Hand Basin (HSW/Parryware/ Neycer) 1st quality conforming to IS:2556-Part-4:1972 of size 450mm x 300mm with 32 mm nominal size C.P. Fitting with parallel pipe thread onforming to IS:2963-1979 and fitted with 15 mm nominal bore Chromium Plated Pillar Tap of 1st quality Indian make 400 grams Seiko/Senior/Nice or equivalent complete with tandard CI brackets including wooden blocks ,1 No.12.70mm PVC connection with brass union nuts CP oated , 1 No.12.70mm NP bib tap 400 gms Seiko or equivalent , 31.75mm dia. PVC flexible waste pipe 914.4mm length of 1st quality including cost and onveyance of all materials to site, labour charges , overheads & contractors profit for finished item of work |  |  |  |  | 22-23
|  | Cost of wash hand basin SSR BMW-D.26 S.No.158 | No | 1 | 1519 | 1519 | 22-23
|  | 12.70mm NP bib tap (400gms) BMW-E.07 | No | 1 | 387 | 387 | 22-23
|  | 12.70mm dia PVC connection with brass union nuts BMW-I.48 | No | 1 | 95 | 95 | 22-23
|  | 31.75mm dia. PVC flexible waste pipe BMW-G.05 | No | 1 | 24 | 24 | 22-23
[6 empty] | 2025 | 22-23
|  | Contract profit @ 13.615% |  |  |  | 0 | 22-23
[6 empty] | 2025 | 22-23
| 6 | Supplying and fixing 4" (101.6 mm ) Floor Trap - UPVC/SWR Pipe fittings 1st quality ISI marked conforming to IS:1729-1979 with C.P. Grating fixing with hite cement as per site requirements with standard practice for all floors ncluding cost and conveyance of all materials to site, labour charges etc., complete for finished item of work. |  |  |  |  | 22-23
|  | Initial cost BMW-G.125 | No | 1 | 128 | 128 | 22-23
|  | Contract profit @ 13.615% |  |  |  | 0 | 22-23
[6 empty] | 128 | 22-23
| 13 | Prince/ Sudhakar make or equivalent quality PVC /SWR pipes & fittings ( as per ISI standards) 4kg/cm2 110mm dia. double socket |  |  |  |  | 22-23
|  | Taking out put = 3Mts |  |  |  |  | 22-23
|  | 110mm dia pipe BMW-G.13 | Rm | 1 | 447 | 447 | 22-23
|  | Contract profit @ 13.615% |  |  |  | 0 | 22-23
|  | Rate per 3Mts |  |  |  | 447 | 22-23
|  | Rate per 1Mts |  |  |  | 149 | 22-23
| 5 | Prince/ Sudhakar make or equivalent quality PVC /SWR pipes & fittings ( as per ISI standards) 4kg/cm2 90mm dia. double socket |  |  |  |  | 22-23
|  | Taking out put = 3Mts |  |  |  |  | 22-23
|  | 90mm dia pipe BMW-G.15 | Rm | 1 | 425 | 425 | 22-23
|  | Contract profit @ 13.615% |  |  |  | 0 | 22-23
|  | Rate per 3Mts |  |  |  | 425 | 22-23
|  | Rate per 1Mts |  |  |  | 141.6667 | 22-23
| 14 | Prince/ Sudhakar make or equivalent quality PVC /SWR pipes & fittings ( as per ISI standards) 4kg/cm2 75mm dia. double socket |  |  |  |  | 22-23
|  | Taking out put = 3Mts |  |  |  |  | 22-23
|  | 75mm dia pipe BMW-G.14 | Rm | 1 | 267 | 267 | 22-23
|  | Contract profit @ 13.615% |  |  |  | 0 | 22-23
|  | Rate per 3Mts |  |  |  | 267 | 22-23
|  | Rate per 1Mts |  |  |  | 89 | 22-23
| 15 | Labour charges for laying, fixing and commissioning the PVC pipes including couplers/ bends/ tees etc any diameter including fixing necessary fittings like bends, plugs, couplers, junctions, tees, etc with solvent jointing as per standard practice |  |  |  |  | 22-23
|  | Initial cost BMW-G.152 | 1Rm | 1 | 79 | 79 | 22-23
|  | Contract profit @ 13.615% |  |  |  | 0 | 22-23
[6 empty] | 79 | 22-23
| 11 | Supplying & fixing 15 mm bib tap with flange Chromeum plated Jaquar make queen series |  |  |  |  | 22-23
|  | Initial cost BMW-I.140 | No | 1 | 1644 | 1644 | 22-23
|  | Contract profit @ 13.615% |  |  |  | 0 | 22-23
[6 empty] | 1644 | 22-23
| 16 | Supply & fixing of tested NP bib taps at all levels of 12.70mm dia of Indian make 400g first quality including cost & conveyance of all materials, labour charges for finished item of work, and all taxes complete for all floors |  |  |  |  | 22-23
|  | Initial cost BMW-E.07 | No | 1 | 387 | 387 | 22-23
|  | Contract profit @ 13.615% |  |  |  | 0 | 22-23
[6 empty] | 387 | 22-23
| 13 | Supply & fixing bib cock cum health faucet with 1 m long flexible tube and wall hook of Jaquar make queen series with 7 years warranty Chrome plated / Jupiter Aqua Lines-JALor equivalent series including cost and conveyance of all materials, labour charges , overheads & contractors profit complete for finished item of work in all floors. |  |  |  |  | 22-23
|  | Initial cost BMW-I.141 | No | 1 | 4166 | 4166 | 22-23
|  | Contract profit @ 13.615% |  |  |  | 0 | 22-23
[6 empty] | 4166 | 22-23
| 17 | Providing & placing on Terrace polyethylene water storage tank with Double layer approved brand & manufacture with cover and suitable locking arrangement & making necessary holes for inlet & outlets and overflow pipes but without fittings & base support for tanks |  |  |  |  | 22-23
|  | Cost of Liters(BMW-G.01) | Litrs | 1 | 8.5 | 8.5 | 22-23
|  | Labour charges(BMW-G.02) | Litrs | 1 | 1 | 1 | 22-23
[6 empty] | 9.5 | 22-23
|  | Contract profit @ 13.615% |  |  |  | 0 | 22-23
[6 empty] | 9.5 | 22-23
| 18 | Supply and Fixing of Premium make CPVC Pipes and Fittings to meet the requirement of ASTM-D 2846 and are produced in CTS (Copper Tube Sizes 1/2" ton 2" Ashirvad lowgurard SDR 11 and SDR 13.5 pipes are made from dential CPVC compounds having the same physical roperties for Hot and Cold Water (IS 15778:2007) |  |  |  |  | 22-23
|  | 15.90mm ODPipe - SDR 13.5 BMW-I.220 | Rm | 1 | 59 | 59 | 22-23
|  | Contract profit @ 13.615% |  |  |  | 0 | 22-23
[6 empty] | 59 | 22-23
|  | 22.20mm ODPipe - SDR 13.5 BMW-I.221 | Rm | 1 | 94 | 94 | 22-23
|  | Contract profit @ 13.615% |  |  |  | 0 | 22-23
[6 empty] | 94 | 22-23
|  | 28.60mm ODPipe - SDR 13.5 BMW-I.222 | Rm | 1 | 136 | 136 | 22-23
|  | Contract profit @ 13.615% |  |  |  | 0 | 22-23
[6 empty] | 136 | 22-23
|  | 34.90mm ODPipe - SDR 13.5 BMW-I.223 | Rm | 1 | 214 | 214 | 22-23
|  | Contract profit @ 13.615% |  |  |  | 0 | 22-23
[6 empty] | 214 | 22-23
| 16 | Manufacture, Supply and Delivery of Unplasticised PVCs Pipes for potable water supplies conforming to IS : 4985/2000 (3rd revision) with bell ends (Socket) as per specification. 25mm dia |  |  |  |  | 22-23
|  | Initial cost | 1Rm | 1 | 35 | 35 | 22-23
|  | Contract profit @ 13.615% |  |  |  | 0 | 22-23
[6 empty] | 35 | 22-23
| 19 | Labour charges for laying, joining, welding, fixing and commissioning the C-PVC pipes including all specials such ascouplers/ bends/ tees etc including fixing necessary fittings like bends, plugs, couplers, junctions, tees, etc with welding the joint as per standard practice - up to 40 mm dia |  |  |  |  | 22-23
|  | Initial cost BMW-I.415 | 1Rm | 1 | 33 | 33 | 22-23
|  | Contract profit @ 13.615% |  |  |  | 0 | 22-23
[6 empty] | 33 | 22-23
| 18 | Supplying and fixing Gunmetal Gate ( GM peet ) valve as per IS-778 Class - I , Indian make heavy type including cost and conveyance of all materials , labour charges etc. omplete for finished item of work. |  |  |  |  | 22-23
|  | 25mm Nominal bore BMW-F.17 | No | 1 | 1165 | 1165 | 22-23
|  | Contract profit @ 13.615% |  |  |  | 0 | 22-23
[6 empty] | 1165 | 22-23
| 19 | Supply and fixing of 110mm dia ISI mark PVC rain water spouts of 4 Kg/cm2 pressure including Cost of necessary pvc bends, shoes and M.S.clamps and all other accessories and fixing in position including cost and conveyance of all materials to site , seigniorage charges sales and other taxes on all materials, all operational, incidental and labour cahrges such as fixing in alignment etc., complete for finished item of work.(APSS NO1328) in All Floors |  |  |  |  | 22-23
|  | Taking out put=3 Rm |  |  |  |  | 22-23
|  | Basic rate as per ssr item BMW-G.13 | 3Rm | 1 | 447 | 447 | 22-23
|  | Cost of P.V.C. Bend BMW-G.57 | No | 1 | 77 | 77 | 22-23
|  | Cost of Clips BMW-G.106 | No | 3 | 17 | 51 | 22-23
|  | Plumber 1st Class | Day | 0.3 | 705 | 211.5 | 22-23
|  | Plumber 2nd class | Day | 0.7 | 565 | 395.5 | 22-23
|  | Man Mazdoor | Day | 1 | 525 | 525 | 22-23
[6 empty] | 1707 | 22-23
|  | Contract profit @ 13.615% |  |  |  | 0 | 22-23
|  | Cost of 3Rm |  |  |  | 1707 | 22-23
|  | Rate per 1.00 Rm |  |  |  | 569 | 22-23
| 11 | Drilling of 165 mm dia Bore well by down the hole hammer drilling in all formations suitable for drilling with hammer drilling such as medium hard rock upto deepth specified by department including cost of trasportation charges crew charge (Addendum minutes (LR No. RC/ENC (AW)/ADA/AEE/ 24686/Vol.XII/2019 Dt 03.03.2020 of the Engineer in Chief, Water resource department. |  |  |  |  | 22-23
|  | Intial cost for Upto 90mts | 1Rm | 1 | 446.4 | 446.4 | 22-23
22-23
|  | Intial cost for 90mts to 150mts | 1Rm | 1 | 477.6 | 477.6 | 22-23
22-23
|  | Intial cost for 150mts to 250mts | 1Rm | 1 | 535.7 | 535.7 | 22-23
22-23
| 12 | Supply and Transportation of 2.00HP single phase ISI submersible mortor Pumpset subitable for 4" bore well Makes:Kirloskar/ Crompton/ CRI/ KSB/ Texmo/Aryan Varsha |  |  |  |  | 22-23
|  | Initial cost ELEC-5.4.1 e | 1No | 1 | 26730 | 26730 | 22-23
[6 empty] | 26730 | 22-23
| 13 | Supply and Transportation of 1.00HP single phase ISI submersible mortor Pumpset subitable for 4" bore well Makes:Kirloskar/ Crompton/ CRI/ KSB/ Texmo/Aryan Varsha |  |  |  |  | 22-23
|  | Initial cost ELEC-5.4.1 c | 1No | 1 | 18370 | 18370 | 22-23
[6 empty] | 18370 | 22-23
| 14 | 180mm dia PVC pipe for casing etc., complete (Addendum minutes (LR No. RC/ENC (AW)/ADA/AEE/ 24686/Vol.XII/2019 Dt 03.03.2020 of the Engineer in Chief, Water resource department. |  |  |  |  | 22-23
|  | 6Kg per / cm2 | 1rm | 1 | 325 | 325 | 22-23
[6 empty] | 325 | 22-23
| 15 | S& F 40 mm HDPE pipe 12.5 kg/sqcm properties & weight as per IS 1239 ISI mark with GI fittings including the cost of pipe & its fittings & labour charges |  |  |  |  | 22-23
|  | Initial cost | 1Rm | 1 | 85 | 85 | 22-23
[6 empty] | 85 | 22-23
| 16 | S&F of 25mm dia Clamp set |  |  |  |  | 22-23
|  | Initial cost | 1No | 1 | 194 | 194 | 22-23
[6 empty] | 194 | 22-23
| 17 | S&F of 180mm dia bore cap |  |  |  |  | 22-23
|  | Initial cost | 1No | 1 | 300 | 300 | 22-23
[6 empty] | 300 | 22-23
| 18 | S&F of 32mm dia GI pipe |  |  |  |  | 22-23
|  | Initial cost | 1Rm | 1 | 400 | 400 | 22-23
[6 empty] | 400 | 22-23
| 19 | S&F of 32mm dia GI Bends |  |  |  |  | 22-23
|  | Initial cost | 1No | 1 | 77 | 77 | 22-23
[6 empty] | 77 | 22-23
| 20 | Supply of 3 core 2.5 sqm flat copper cable as per for submersible motors of makes polycab for service mains including cost of material and labour charges and taxes etc., complete. |  |  |  |  | 22-23
|  | Initial cost ELEC-1.6.3 | 1Rm | 1 | 105 | 105 | 22-23
[6 empty] | 105 | 22-23
| 21 | Supply and Transportation of control panel for single phasesubmersible motors up to 3 HP @ 220V 50Hz operating range between 80 to 240V including supply and fixing of Direct - on - Line LTLK / SIEMENS / CROMPTON make Volt meter and Ammeter with starting and running capacitors assembled with ISI mark contactors and fitted with Legrand make ISI mark MCB etc., complete. |  |  |  |  | 22-23
|  | Initial cost ELEC-5.4.15 | No | 1 | 5445 | 5445 | 22-23
[6 empty] | 5445 | 22-23
22-23
| 20 | Supplying & fixing 4" (101.6 mm ) Nahany trap with Jali- PVC/SWR Pipe fittings |  |  |  |  | 22-23
|  | Initial cost BMW-G.118 | No | 1 | 93 | 93 | 22-23
[6 empty] | 93 | 22-23
|  | Deputy Executive Engineer |  |  | Assistant Engineer
|  | PRI Sub Division |  |  | Mandal Praja parishad
|  | Kanigiri |  |  | Kanigiri

## Ele Data
DATA SHEET (Electrification)
Index-code | S No | Description | Quantity |  | Unite |  | Rate Rs. | Amount Rs.
1 | 2 | 3 | 4 |  | 5 |  | 6 | 7
|  | AS PER SSR 2019-20 | [6 empty] | 20-21
Ele 1.4.2 (b) | 1 | Supply and Fixing of 25mm dia 1.8mm thick PVC pipe (ISI MARK) concealed in Roof Slabs with all required accessories including masonary work and labour charges etc., complete. | [6 empty] | 19-20
|  | Taking Output = 100 M | [6 empty] | 19-20
|  | a) Labour charges : | [6 empty] | 19-20
|  | Skilled Electrician | 2 | day | 1 | day | 575 | 1150 | 19-20
|  | Semi Skilled Electrician | 2 | day | 1 | day | 471 | 942 | 19-20
|  | Helper (Electrical) | 2 | day | 1 | day | 418 | 836 | 19-20
|  | b) Material | [6 empty] | 19-20
ELEC-1.1.3 a |  | 25mm dia 1,2,3 & 4 way deep Junction Box | 12 | Nos | 1 | No | 65 | 780 | 19-20
ELEC-1.2.8 b |  | 25mm PVC bends | 12 | Nos | 1 | No | 8 | 96 | 19-20
ELEC-1.2.2 b |  | 25mm dia 1.8mm thick PVC pipe | 100 | Mtr | 1 | Mtr | 33 | 3300 | 19-20
|  | Material Rate for 100 Mtrs | [5 empty] | 7104 | 19-20
|  | Material Rate for 1 Mtr | [5 empty] | 71.04 | 19-20
Ele 1.4.2 (a) | 2 | Supply and Fixing of 25mm dia 1.8mm thick PVC pipe (ISI MARK) concealed in wall with all required accessories including masonary work and labour charges etc., complete. | [6 empty] | 19-20
|  | Taking Output = 100 M | [6 empty] | 19-20
|  | a) Labour charges : | [6 empty] | 19-20
|  | Skilled Electrician | 2 | day | 1 | day | 575 | 1150 | 19-20
|  | Semi Skilled Electrician | 2 | day | 1 | day | 471 | 942 | 19-20
|  | Helper (Electrical) | 2 | day | 1 | day | 418 | 836 | 19-20
|  | Mason Ist class | 2 | day | 1 | day | 500 | 1000 | 19-20
|  | b) Material | [6 empty] | 19-20
ELEC-1.2.2 b |  | 25mm dia 1.8mm thick PVC pipe | 100 | Nos | 1 | No | 33 | 3300 | 19-20
ELEC-8.1.4 |  | U' Links | 200 | Nos | 100 | No | 30 | 60 | 19-20
ELEC-1.2.6 b |  | 25mm dia 1,2,3 & 4 way deep Junction Box | 12 | Nos | 1 | No | 25 | 300 | 19-20
ELEC-1.2.8 b |  | 25mm PVC bends | 12 | Nos | 1 | No | 8 | 96 | 19-20
|  | Cement | 50 | Kg | 1 | Kg | 4.7 | 235 | 19-20
|  | Material Rate for 100 Mtrs | [5 empty] | 7919 | 19-20
|  | Material Rate for 1 Mtr | [5 empty] | 79.19 | 19-20
19-20
| 3 | Labour charges for Grooves 2-3mm thick for PVC pipes | [6 empty] | 19-20
|  | Initial cost BMM-V.51 | 1 | Rm | 1 | Rm | 55 | 55 | 19-20
[8 empty] | 55 | 19-20
| 1 | Supply of Hot Dip galvanized 20/18 SWG Module box with earthing terminal for 12 Module box | [6 empty] | 19-20
|  | Initial cost ELEC-1.3.1 f | 1 | Nos | 1 | Nos | 205 | 205 | 19-20
[8 empty] | 205 | 19-20
| 2 | Supply of Hot Dip galvanized 20/18 SWG Module box with earthing terminal for 8 Module box | [6 empty] | 19-20
|  | Initial cost ELEC-1.3.1 e | 1 | Nos | 1 | Nos | 170 | 170 | 19-20
[8 empty] | 170 | 19-20
| 3 | Supply of Hot Dip galvanized 20/18 SWG Module box with earthing terminal for 6 Module box | [6 empty] | 19-20
|  | Initial cost ELEC-1.3.1 d | 1 | Nos | 1 | Nos | 130 | 130 | 19-20
[8 empty] | 130 | 19-20
| 4 | Supply of Hot Dip galvanized 20/18 SWG Module box with earthing terminal for 4 Module box | [6 empty] | 19-20
|  | Initial cost ELEC-1.3.1 c | 1 | Nos | 1 | Nos | 95 | 95 | 19-20
[8 empty] | 95 | 19-20
| 8 | Supply of Hot Dip galvanized 20/18 SWG Module box with earthing terminal for 18 Module box | [6 empty] | 19-20
|  | Initial cost ELEC-1.3.1 f 12M | 1 | Nos | 1 | Nos | 205 | 205 | 19-20
|  | Initial cost ELEC-1.3.1 d 6M | 1 | Nos | 1 | Nos | 130 | 130 | 19-20
[8 empty] | 335 | 19-20
| 9 | Supply of Hot Dip galvanized 20/18 SWG Module box with earthing terminal for 16 Module box | [6 empty] | 19-20
|  | Initial cost ELEC-1.3.1 f 12M | 1 | Nos | 1 | Nos | 205 | 205 | 19-20
|  | Initial cost ELEC-1.8.3 c 4M | 1 | Nos | 1 | Nos | 95 | 95 | 19-20
[8 empty] | 300 | 19-20
| 5 | Supply of Hot Dip galvanized 20/18 SWG Module box with earthing terminal for 2 Module box | [6 empty] | 19-20
|  | Initial cost ELEC-1.3.1 a | 1 | Nos | 1 | Nos | 57 | 57 | 19-20
[8 empty] | 57 | 19-20
| 8 | Supply of Cover frames for 12 module box | [6 empty] | 19-20
|  | Initial cost ELEC-1.8.3 f | 1 | Nos | 1 | Nos | 190 | 190 | 19-20
[8 empty] | 190 | 19-20
| 9 | Supply of Cover frames for 8 module box | [6 empty] | 19-20
|  | Initial cost ELEC-1.8.3 e | 1 | Nos | 1 | Nos | 155 | 155 | 19-20
[8 empty] | 155 | 19-20
| 10 | Supply of Cover frames for 6 module box | [6 empty] | 19-20
|  | Initial cost ELEC-1.8.3 d 6M | 1 | Nos | 1 | Nos | 120 | 120 | 19-20
[8 empty] | 120 | 19-20
| 11 | Supply of Cover frames for 4 module box | [6 empty] | 19-20
|  | Initial cost ELEC-1.8.3 c | 1 | Nos | 1 | Nos | 80 | 80 | 19-20
[8 empty] | 80 | 19-20
| 15 | Supply of Cover frames for 18 module box | [6 empty] | 19-20
|  | Initial cost ELEC-1.8.3 f 12M | 1 | Nos | 1 | Nos | 190 | 190 | 19-20
|  | Initial cost ELEC-1.8.3 d 6M | 1 | Nos | 1 | Nos | 120 | 120 | 19-20
[8 empty] | 310 | 19-20
| 12 | Supply of Cover frames for 2 module box | [6 empty] | 19-20
|  | Initial cost ELEC-1.8.3 a | 1 | Nos | 1 | Nos | 60 | 60 | 19-20
[8 empty] | 60 | 19-20
19-20
| 5 | Supply and fixing of 6A flush type Neon Indicator. | [6 empty] | 19-20
|  | Initial cost ELEC-1.7.1 e | 1 | Nos | 1 | Nos | 18 | 18 | 19-20
[8 empty] | 18 | 19-20
| 18 | Supply of 9" (225mm), Light duty exhaust fan with double ball bearing and wire guard etc complete. | [6 empty] | 19-20
|  | Initial cost ELEC-5.1.12 | 1 | Nos | 1 | Nos | 1290 | 1290 | 19-20
[8 empty] | 1290 | 19-20
BLD-ELEC-2.1.1 | 6 | Wiring with run of 2 of 14/0.3mm (1.0 Sq.mm) FRLS / HFFR PVC insulated flexible ISI mark copper cable in existing PVC conduit pipe including Supply and fixing of 6A/10A ISI Mark 1way Modular switch in existing Surface or Concealed pipe wiring including cost and conveyance of all material and all labour charges etc., complete for light and bell points | [6 empty] | 19-20
|  | Copper Cable Makes:Makes: Finolex / RR kabel / Havells /KEI/Polycab/Gloster | [6 empty] | 19-20
|  | Accessories Makes:Makes: Legrand Arteor / Schneider Zen celo/ Crabtree Murano or Amare/L&Tenglaze/GM-Zenova/ Goldmedal (GIFA) | [6 empty] | 19-20
|  | a) Labour charges : | [6 empty] | 19-20
|  | Skilled Electrician. | 0.6 | day | 1 | day | 575 | 345 | 19-20
|  | Semi Skilled Electrician / Lineman | 1.2 | day | 1 | day | 471 | 565.2 | 19-20
|  | Helper (Electrical) | 0.6 | day | 1 | day | 418 | 250.8 | 19-20
|  | b) Material | [6 empty] | 19-20
|  | Supply of 6A / 10A 1 Way flush type switch 1.7.1 a | 6 | Nos | 1 | No | 15 | 90 | 19-20
|  | Supply of 14/0.3mm (1.0 Sqmm) FRLS / HFFR PVC insulated 1100V grade as per IS:694/1990 specification for Copper cable of makes Makes: Finolex / RR kabel / Havells /KEI/Polycab/Gloster. (ELEC-19-20-1.5.1) | 100 | Mtrs | 100 | Mtrs | 1050 | 1050 | 19-20
|  | Cost of Material for 6 Points | [5 empty] | 2301 | 19-20
|  | Cost of Material Rate per 1 Point | [5 empty] | 383.5 | 19-20
BLD-ELEC-2.1.1 | 11 | Wiring with run of 2 of 14/0.3mm (1.0 Sq.mm) FRLS / HFFR PVC insulated flexible ISI mark copper cable in existing PVC conduit pipe including Supply and fixing of Jumbo Ceiling rose and 6A/10A ISI Mark 1way Modular switch in existing Surface or Concealed pipe wiring including cost and conveyance of all material and all labour charges etc., complete for Fan points | [6 empty] | 19-20
|  | Copper Cable Makes:Makes: Finolex / RR kabel / Havells /KEI/Polycab/Gloster | [6 empty] | 19-20
|  | Accessories Makes:Makes: Legrand Arteor / Schneider Zen celo/ Crabtree Murano or Amare/L&Tenglaze/GM-Zenova/ Goldmedal (GIFA) | [6 empty] | 19-20
|  | a) Labour charges : | [6 empty] | 19-20
|  | Skilled Electrician. | 0.6 | day | 1 | day | 575 | 345 | 19-20
|  | Semi Skilled Electrician / Lineman | 1.2 | day | 1 | day | 471 | 565.2 | 19-20
|  | Helper (Electrical) | 0.6 | day | 1 | day | 418 | 250.8 | 19-20
|  | b) Material | [6 empty] | 19-20
|  | Supply of 6A / 10A 1 Way flush type switch 1.7.1 a | 6 | Nos | 1 | No | 15 | 90 | 19-20
|  | Supply of 3 Plate Jumbo Ceiling Rose of makes Anchor / Gold Medal Olive / Million Zoom.(ELEC-19-20-1.7.1-M) | 6 | Nos | 1 | No | 19 | 114 | 19-20
|  | Supply of 14/0.3mm (1.0 Sqmm) FRLS / HFFR PVC insulated 1100V grade as per IS:694/1990 specification for Copper cable of makes Makes: Finolex / RR kabel / Havells /KEI/Polycab/Gloster. (ELEC-19-20-1.5.1) | 100 | Mtrs | 100 | Mtrs | 1050 | 1050 | 19-20
|  | Cost of Material for 6 Points | [5 empty] | 2415 | 19-20
|  | Cost of Material Rate per 1 Point | [5 empty] | 402.5 | 19-20
BLD-ELEC-2.1.4 | 7 | Supply and fixing of 6A 3/2 pin wall plug socket with 6A switch control on a common switch board with earth continuity including wire leads, earth connections along with all labour charges etc., complete. | [6 empty] | 19-20
|  | a) Labour charges : | [6 empty] | 19-20
|  | Skilled Electrician. | 0.067 | day | 1 | day | 575 | 38.525 | 19-20
|  | Helper (Electrical) | 0.067 | day | 1 | day | 418 | 28.006 | 19-20
|  | b) Material | [6 empty] | 19-20
|  | Supply of 6A / 10A 1 Way flush type switch 1.7.1 a | 1 | Nos | 1 | No | 15 | 15 | 19-20
|  | Supply of 6A / 10A 3/2 Pin flush type socket 1.7.1 d | 1 | No | 1 | No | 24 | 24 | 19-20
|  | Total Cost of Material + Labour Charges | [5 empty] | 105.531 | 19-20
BLD-ELEC-2.1.5 | 9 | Supply and fixing of 16A 3pin / 6A 3pin plug socket with indicator lamp and 16Amps fuse unit and 16 Amps switch control (5 in one) on decolam sheet covered board including earth connection and all labour charges etc., complete on wall. | [6 empty] | 19-20
|  | a) Labour charges : | [6 empty] | 19-20
|  | Skilled Electrician. | 0.1 | day | 1 | day | 575 | 57.5 | 19-20
|  | Helper (Electrical) | 0.1 | day | 1 | day | 418 | 41.8 | 19-20
|  | b) Material | [6 empty] | 19-20
|  | 20 x 15 cms (8" x6") Decolam sheet covered board ELEC-1.4.2 d | 1 | Nos | 1 | No | 40 | 40 | 19-20
|  | 16A / 20A 1 Way 1 Module Modular Switch. ELEC-1.8.1 h | 1 | No | 1 | No | 115 | 115 | 19-20
|  | 16A 3 pin / 6A 3pin Plug socket with indicator lamp, fuse unit (5 in 1) ELEC-1.8.1 g | 1 | No | 1 | No | 90 | 90 | 19-20
|  | Total Cost of Material + Labour Charges | [5 empty] | 344.3 | 19-20
ELE 2.1.4 | 27 | Supply and fixing of 6A 2 pin wall plug socket with 6A switch control on a common switch board with earth continuity including wire leads, earth connections along with all labour charges etc., complete. | [6 empty] | 19-20
|  | a) Labour charges : | [6 empty] | 19-20
|  | Skilled Electrician. | 0.067 | day | 1 | day | 575 | 38.525 | 19-20
|  | Helper (Electrical) | 0.067 | day | 1 | day | 418 | 28.006 | 19-20
|  | b) Material | [6 empty] | 19-20
|  | Supply of 6A / 10A 1 Way flush type switch 1.7.1 a | 1 | Nos | 1 | No | 15 | 15 | 19-20
|  | Supply of 6A / 10A 2 Pin flush type socket 1.7.1 c | 1 | No | 1 | No | 18 | 18 | 19-20
|  | Cost of Material Rate | [5 empty] | 99.531 | 19-20
Ele 3.1.3 | 29 | Supply and run of 2 of 22/0.3mm (1.5 Sq.mm) F.R P.V.C. insulated flexible copper cable in existing pipe for mains inlcuding all labour charges etc., complete | [6 empty] | 19-20
|  | Copper Cable Makes:Makes: Finolex / RR kabel / Havells /KEI/Polycab/Gloster | [6 empty] | 19-20
|  | a) Labour charges : | [6 empty] | 19-20
|  | Skilled Electrician. | 0.67 | day | 1 | day | 575 | 385.25 | 19-20
|  | Semi Skilled Electrician / Lineman | 2 | day | 1 | day | 471 | 942 | 19-20
|  | Helper (Electrical) | 0.67 | day | 1 | day | 418 | 280.06 | 19-20
|  | b) Material | [6 empty] | 19-20
| 30 | Supply of 22/0.3mm (1.5 Sqmm) FRLS / HFFR PVC insulated 1100V grade as per IS:694/1990 specification for Copper cable of makes Finolex / RR kabel / KEI. (ELEC-19-20-1.5.1-B) | 200 | Mtrs | 100 | Mtrs | 1510 | 3020 | 19-20
|  | Cost of Material for 100 Metres | [5 empty] | 3020 | 19-20
|  | Cost of Material Rate per Mtr= C/100 | [5 empty] | 30.2 | 19-20
|  | Cost of Material for 100 Metres | [5 empty] | 6070.2 | 19-20
|  | Cost of Material Rate per Mtr= C/100 | [5 empty] | 60.7 | 19-20
Ele 3.1.2 | 8 | Supply and run of 1 of 14 /0.3mm (1.0 Sq.mm) FR P.V.C. insulated flexible copper cable in existing pipe for earth and invertor continuity including all labour charges etc., complete. | [6 empty] | 19-20
|  | a) Labour charges : | [6 empty] | 19-20
|  | Skilled Electrician. | 0.34 | day | 1 | day | 575 | 195.5 | 19-20
|  | Semi Skilled Electrician / Lineman | 1 | day | 1 | day | 471 | 471 | 19-20
|  | Helper (Electrical) | 0.34 | day | 1 | day | 418 | 142.12 | 19-20
|  | 14/0.3mm FR PVC copper wire 1.00 sqm | 100 | Mtrs | 100 | Mtrs | 1050 | 1050 | 19-20
|  | Cost of Material for 100 Metres | [5 empty] | 1858.62 | 19-20
|  | Cost of Material Rate per Mtr= C/100 | [5 empty] | 18.59 | 19-20
BLD-ELEC-3.1.4 | 9 | Supply and Run of 2 of 36/0.3mm (2.50 Sq.mm) with Run 1 of 22/0.3mm(1.5Sqmm) FRLS / HFFR PVC insulated flexible ISI mark copper cable in existing pipe for run of mains inlcuding all labour charges etc., complete.(Data No. ) | [6 empty] | 19-20
|  | Copper Cable Makes:Makes: Finolex / RR kabel / Havells /KEI/Polycab/Gloster | [6 empty] | 19-20
|  | a) Labour charges : | [6 empty] | 19-20
|  | Skilled Electrician. | 0.67 | day | 1 | day | 575 | 385.25 | 19-20
|  | Semi Skilled Electrician / Lineman | 2 | day | 1 | day | 471 | 942 | 19-20
|  | Helper (Electrical) | 0.67 | day | 1 | day | 418 | 280.06 | 19-20
|  | b) Material | [6 empty] | 19-20
|  | Supply of 36/0.3mm (2.5 Sqmm) FRLS / HFFR PVC insulated 1100V grade as per IS:694/1990 specification for Copper cable of Finolex / RR kabel / Havells /KEI/Polycab/Gloster | 200 | Mtrs | 100 | Mtrs | 2440 | 4880 | 19-20
|  | Cost of Material for 100 Metres | [5 empty] | 6487.31 | 19-20
|  | Cost of Material Rate per Mtr= C/100 | [5 empty] | 64.8731 | 19-20
BLD-ELEC-3.1.5 | 11 | Supply and Run of 2 of 56/0.3mm (4.00 Sq.mm) with Run 1 of 22/0.3mm(1.5Sqmm) FRLS / HFFR PVC insulated flexible ISI mark copper cable in existing pipe for run of mains inlcuding all labour charges etc., complete.(Data No. ) | [6 empty] | 19-20
|  | Copper Cable Makes: Finolex / RR kabel / Havells /KEI/Polycab/Gloster | [6 empty] | 19-20
|  | a) Labour charges : | [6 empty] | 19-20
|  | Skilled Electrician. | 1 | day | 1 | day | 575 | 575 | 19-20
|  | Semi Skilled Electrician / Lineman | 3 | day | 1 | day | 471 | 1413 | 19-20
|  | Helper (Electrical) | 1 | day | 1 | day | 418 | 418 | 19-20
|  | b) Material | [6 empty] | 19-20
|  | Supply of 56/0.3mm (4.0 Sqmm) FRLS / HFFR PVC insulated 1100V grade as per IS:694/1990 specification for Copper cable of makes Finolex / RR kabel / Havells /KEI/Polycab/Gloster. | 200 | Mtrs | 100 | Mtrs | 3725 | 7450 | 19-20
|  | Cost of Material for 100 Metres | [5 empty] | 9856 | 19-20
|  | Cost of Material Rate per Mtr= C/100 | [5 empty] | 98.56 | 19-20
BLD-ELEC-6.1.1 | 10 | Supply and Run of 2 of 6 Sq.mm WPSC Aluminium cable along with No.10 SWG G.I bearer wire through PVC cleats with all accessories including labour charges etc., complete for service mains. | [6 empty] | 19-20
|  | a) Labour charges : | [6 empty] | 19-20
|  | Skilled Electrician | 1 | day | 1 | day | 575 | 575 | 19-20
|  | Semi Skilled Electrician / Lineman | 1 | day | 1 | day | 471 | 471 | 19-20
|  | Helper (Electrical) | 1 | day | 1 | day | 418 | 418 | 19-20
|  | b) Material | [6 empty] | 19-20
|  | 6 Sq.mm WPSC Aluminium cable ELEC-1.6.1 | 200 | Mtrs | 100 | Mtrs | 1375 | 2750 | 19-20
|  | No.10 SWG G.I wire. (0.026 Kg / Mtr) Length 100 RM ELEC-8.3.6 | 6.7 | Kg | 1 | Kg | 65 | 435.5 | 19-20
|  | PVC Cleats ELEC-8.1.13 | 100 | Nos | 100 | No | 430 | 430 | 19-20
|  | Cost of Material for 100 Metres | [5 empty] | 5079.5 | 19-20
|  | Cost of Material Rate per Mtr= C/100 | [5 empty] | 50.795 | 19-20
BLD-ELEC-2.1.8 | 11 | Supply and fixing of ISI mark batten holder / angle holder on existing block, but with bulb including all connections etc., complete | [6 empty] | 19-20
|  | BH Makes: GM G Home / Gold Medal Olive / Million Zoom / Great whiteOmega/Koncept/Vimal opel/ Anchor/Vihan/CPL | [6 empty] | 19-20
|  | a) Labour charges : | [6 empty] | 19-20
|  | Skilled Electrician. | 0.05 | day | 1 | day | 575 | 28.75 | 19-20
|  | Helper (Electrical) | 0.05 | day | 1 | day | 418 | 20.9 | 19-20
|  | b) Material | [6 empty] | 19-20
|  | Supply of BH / SBH of makes GM G Home / Gold Medal Olive / Million Zoom / Great whiteOmega/Koncept/Vimal opel/ Anchor/Vihan/CPL.(ELEC--1.7.1-N) | 1 | Nos | 1 | No | 18 | 18 | 19-20
|  | 0.5W LED bulb ELEC-3.7.5 a | 1 | Nos | 1 | No | 110 | 110 | 19-20
|  | Cost of Material | [5 empty] | 177.65 | 19-20
Ele 9.7.35 | 8 | Supply, Transportation and Fixing of 48" (1200mm) Sweep 5 Star rated Ceiling Fan with double ball bearings but without regulator including all standard accessories and all labour charges etc., complete.(Data No. ) | [6 empty] | 19-20
|  | Ceiling Fan Makes: Crompton HS Decora / Bajaj Regal Star / Havells Spark deco / Orient summer crown /Halonix(Zephyr) /Polycab(India Glory | [6 empty] | 19-20
|  | Twin Core Wire Makes: Finolex / Polycab / Havells / V-Guard / GoldMedal / GM / Million / Vimal /Airson/CRI/ Tamra/ ollvin/Avocab | [6 empty] | 19-20
|  | a) Labour charges | [6 empty] | 19-20
|  | Skilled Electrician. | 0.125 | day | 1 | day | 575 | 71.875 | 19-20
|  | Helper (Electrical) | 0.125 | day | 1 | day | 418 | 52.25 | 19-20
|  | b) Material | [6 empty] | 19-20
|  | Supply of 23 / 0060 twin core twisted ELEC-1.5.6 | 1 | Mtr | 100 | Mtrs | 950 | 9.5 | 19-20
|  | Stepped type fan regulator ELEC-1.7.1 I | 1 | No | 1 | No | 180 | 180 | 19-20
|  | Supply of 48" (1200mm) Sweep 5 Star rated Ceiling Fan ELEC-5.1.4 | 1 | Nos | 1 | Nos | 2300 | 2300 | 19-20
|  | Transportation Charges on Unit Cost @1% |  |  |  |  | 1% | 23 | 19-20
|  | Total Cost of Material + Labour Charges | [5 empty] | 2636.625 | 19-20
Ele 9.7.2 | 12 | Supply and Transportation of 48" (1200mm) Sweep 5 star rated Ceiling Fan , with double ball bearings, air delivery more than 200 cubic meter/min but without Regulator. | [6 empty] | 19-20
|  | Cost of 48" Fan ELEC-5.1.4 | 1 | Nos | 1 | Nos | 2300 | 2300 | 19-20
|  | Transportation Charges on Unit Cost @1% |  |  |  |  | 1% | 23 | 19-20
|  | Total Cost of Material + Labour Charges | [5 empty] | 2323 | 19-20
Ele 9.7.26 | 13 | Supply and fixing of Stepped Electronic fan regulator hum free step type socket size in the existing switch board. | [6 empty] | 19-20
|  | Stepped type fan regulator ELEC-1.7.1 I | 1 | Nos | 1 | Nos | 180 | 180 | 19-20
|  | Skilled Electrician. | 0.1 | day | 1 | day | 575 | 57.5 | 19-20
19-20
|  | Total Cost of Material + Labour Charges | [5 empty] | 237.5 | 19-20
Ele 9.7.35 | 14 | Labour charges for fixing of ceiling fan with regulator including transportation, 3 core wire leads etc complete | [6 empty] | 19-20
|  | a) Labour charges | [6 empty] | 19-20
|  | Skilled Electrician. | 0.125 | day | 1 | day | 575 | 71.875 | 19-20
|  | Helper (Electrical) | 0.125 | day | 1 | day | 418 | 52.25 | 19-20
|  | b) Material | [6 empty] | 19-20
|  | Supply of 23 / 0060 twin core twisted | 1 | Mtr | 100 | Mtrs | 950 | 9.5 | 19-20
|  | Total Cost of Material + Labour Charges | [5 empty] | 133.625 | 19-20
Ele 9.7.25 | 39 | Supply and erecting 19/20mm steel tube down rod of one meter length with bolts & nuts duly painted with matching colour of fan complete | [6 empty] | 19-20
|  | a) Labour charges | [6 empty] | 19-20
|  | Helper (Electrical) | 0.1 | day | 1 | day | 418 | 41.8 | 19-20
|  | b) Material | [6 empty] | 19-20
|  | 19/20mm steel tube down rod with bolts & nuts for fan with maching colour. | 1 | No | 1 | No | 85 | 85 | 19-20
|  | Total Cost of Material + Labour Charges | [5 empty] | 126.8 | 19-20
Ele 9.7.24 | 15 | Supply and erecting fan hook of 12/15mm dia M.S. rod / bar grouted in RCC slab with making the slab as original. | [6 empty] | 19-20
|  | Initial cost ELEC-8.1.20 | 1 | Nos | 1 | Nos | 100 | 100 | 19-20
|  | Mason | 0.166 | day | 1 | day | 500 | 83 | 19-20
|  | Helper | 0.166 | day | 1 | day | 418 | 69.388 | 19-20
[8 empty] | 252.388 | 19-20
BLD-ELEC- 8.2.2 and 7.9.3 | 16 | Supply and Transportation and fixing of 1200 mm length,Box type powder coatedtube light luminaire with necessary wiring suitable for fixing 2 Nos retrofit T8 LED tubes but without tube and choke Makes: Phillips / Crompton /Bajaj/Surya/Havells/HPL | [6 empty] | 19-20
|  | a) Labour charges | [6 empty] | 19-20
|  | Skilled Electrician. | 0.1 | day | 1 | day | 575 | 57.5 | 19-20
|  | Semi Skilled Electrician / Lineman | 0.1 | day | 1 | day | 471 | 47.1 | 19-20
|  | b) Material | [6 empty] | 19-20
|  | Supply of 23 / 0060 twin core twisted ELEC-1.5.6) | 1 | Mtr | 100 | Mtrs | 950 | 9.5 | 19-20
|  | Supply of 1200 mm length,Box typ. (ELEC--3.8.18) | 1 | No | 1 | No | 290 | 290 | 19-20
|  | Cost of Material | [5 empty] | 404.1 | 19-20
19-20
BLD ELE 4.4.1 | 17 | Supply and fixing SPN Distribution board with IP-20 protection suitable for single phase Earth Leakage Circute Braker (ELCB) / Residual Current Circute Braker (RCCB) / Double Pole (DP) Isolator as incomer and 10kA SP MCBs as out going including internal connections and labour charges for surface / flush mounting etc., complete. | [6 empty] | 19-20
|  | a) Labour charges | [6 empty] | 19-20
|  | Skilled Electrician. | 0.5 | day | 1 | day | 575 | 287.5 | 19-20
|  | Semi Skilled Electrician | 0.5 | day | 1 | day | 471 | 235.5 | 19-20
|  | Helper (Electrical) | 1 | day | 1 | day | 418 | 418 | 19-20
|  | b) Material | [6 empty] | 19-20
|  | SPN 4way D.B with IP-20 Protection suitable for single phase ECCB / RCCB/ DP Isolator. ELEC-2.13.1a | 1 | Nos | 1 | No | 875 | 875 | 19-20
|  | 40A D.P.Isolator / ECCB / RCCB ELEC-2.11.1 b | 1 | Nos | 1 | No | 360 | 360 | 19-20
|  | 10 kA - 6-32A range SP MCBs ELEC-2.10.1 a | 4 | Nos | 1 | No | 190 | 760 | 19-20
|  | Total Cost of Material + Labour Charges | [5 empty] | 2936 | 19-20
| 18 | Supply and fixing of 2 Nos of 32A, 240V Porcelain Rewirable Fuse Units of makes : GM / Sputnik / Kundancab / Million / Gold Medal / Vimal / Star / Benlo on 12" x 18" peta board with connections and labour charges etc complete. | [6 empty] | 19-20
|  | b) Material | [6 empty] | 19-20
|  | 32 A 240V Porcelain Rewirable Fuse Units.2.7.1.a | 2 | Nos | 1 | No | 100 | 200 | 19-20
|  | Supply of 6.0 Sqmm PVC insulated flexible Copper cable. 1.5.2.e | 4 | Rm | 1 | No | 51 | 204 | 19-20
|  | Peeta Board of Size 15" x 20" 1.4.3.c | 1 | Nos | 1 | No | 190 | 190 | 19-20
|  | a) Labour charges | [6 empty] | 19-20
|  | Skilled Electrician. | 0.2 | day | 1 | day | 575 | 115 | 19-20
|  | Semi Skilled Electrician | 0.2 | day | 1 | day | 471 | 94.2 | 19-20
|  | Helper (Electrical) | 0.2 | day | 1 | day | 418 | 83.6 | 19-20
|  | Total Cost of Material + Labour Charges | [5 empty] | 886.8 | 19-20
BLD ELE 5.1.1 | 19 | Providing independent earthling by excavating a pit to a depth of 2.25Mt in all soils, as per size specified in the Data, using 40mm dia 'B' class GI pipe of 2.5 Mtrs length with necessary No.8 G.I. double earth wire and accessories with 18" dia 2" thick hume pipe ring duly providing staggered holes including filling with 20Kg Salt and 40Kg Charcoal or 40Kg bentonite powder in layers and all labour charges etc., complete.(Data No. ) | [6 empty] | 19-20
|  | b) labour charges for fixing pipe ring and connections | [6 empty] | 19-20
|  | Semi Skilled Electrician / Lineman | 0.5 | Nos | 1 | No | 471 | 235.5 | 19-20
|  | Helper (Electrical) | 0.5 | day | 1 | day | 418 | 209 | 19-20
|  | a) Material | [6 empty] | 19-20
|  | 40mm Nominal Bore Medium grade G.I.Pipe. ELEC-8.4.17d | 2.5 | Mtr | 1 | Mtr | 350 | 875 | 19-20
|  | 25mm x 6 mm G.I.Strip (ELEC-8.3.6 | 0.24 | Kgs | 1 | Kg | 65 | 15.6 | 19-20
|  | No.8 G.I.Wire (ELEC-8.3.6) | 0.83 | Kgs | 1 | kg | 65 | 53.95 | 19-20
|  | Drilling of 16 Nos through holes of 12mm dia to G.I pipe. ELEC-8.4.20 | 16 | Nos | 1 | No | 6 | 96 | 19-20
|  | G.I Nuts, Bolts an Washers each set. ELEC-8.4.21 | 2 | Sets | 1 | Set | 12 | 24 | 19-20
|  | 18" dia 2" thick hume pipe ring. ELEC-8.4.22 | 1 | No | 1 | No | 250 | 250 | 19-20
|  | 2" thick CC cover for hume pipe ring with handle.ELEC-8.4.24 | 1 | No | 1 | No | 130 | 130 | 19-20
|  | Hard Coke ELEC-8.1.10 | 40 | Kg | 1 | Kg | 20 | 800 | 19-20
|  | Salt. ELEC-8.1.11 | 20 | Kg | 1 | Kg | 15 | 300 | 19-20
|  | Earth Work Excavation of Hard gravel Soil with small boulder for trench 1st step of size 1.2 x 0.6 x 0.9 m (4'x2'x3') ELEC-8.4.19 | 0.65 | cum | 1 | cum | 250 | 162.5 | 19-20
|  | Excavation of Hard disteggrated rocks and boulders for trench 2nd Step of size 0.9 x 0.6 x 1.2 m (3'x2'x4') ELEC-8.4.19 | 0.65 | cum | 1 | cum | 250 | 162.5 | 19-20
|  | 25% extra for narrow trench & pit and back filling with Sand, Coke, Salt etc., and leveling | 25% |  |  |  | 325 | 81.25 | 19-20
|  | Sundries such as Lugs and Saddles | [5 empty] | 9.52 | 19-20
|  | Cost of Material | [5 empty] | 3404.82 | 19-20
| 28 | Supply and transportation of 20 W LED Street light Luminaire made of pressure diecast alluminium body with powder coated, having protective toughned glass, Supply Input voltage 120 - 270 V AC, P.F > 0.90, high power LED's having System efficacy > 100 lm/W and junction temprature < 70°C, with Ingrees protection IP66, Luminaire performance complies to IS 10322 (Part 5 / Sec-3), Driver surge protection 4KV, external Surge protection 10 KV with optics distribution , THD<10% at 110 Volts AC, driver efficiency >90%, CCT: 3000K - 5700K, minimum CRI>70, etc., complete | [6 empty] | 19-20
|  | Initial Cost ELEC-3.8.23 a | 1 | No | 1 | No | 1980 | 1980 | 19-20
|  | Cost of Material | [5 empty] | 1980 | 19-20
| 28 | Supply and transportation of 60 W LED Street light Luminaire made of pressure diecast alluminium body with powder coated, having protective toughned glass, Supply Input voltage 120 - 270 V AC, P.F > 0.90, high power LED's having System efficacy > 100 lm/W and junction temprature < 70°C, with Ingrees protection IP66, Luminaire performance complies to IS 10322 (Part 5 / Sec-3), Driver surge protection 4KV, external Surge protection 10 KV with optics distribution , THD<10% at 110 Volts AC, driver efficiency >90%, CCT: 3000K - 5700K, minimum CRI>70, etc., complete | [6 empty] | 19-20
|  | Initial Cost ELEC-3.8.23 d | 1 | No | 1 | No | 5900 | 5900 | 19-20
|  | Cost of Material | [5 empty] | 5900 | 19-20
|  | AS PER SSR 2020-21 | [6 empty] | 20-21
Ele 1.4.2 (b) | 1 | Supply and Fixing of 25mm dia 1.8mm thick PVC pipe (ISI MARK) concealed in Roof Slabs with all required accessories including masonary work and labour charges etc., complete. | [6 empty] | 20-21
|  | Taking Output = 100 M | [6 empty] | 20-21
|  | a) Labour charges : | [6 empty] | 20-21
|  | Skilled Electrician | 2 | day | 1 | day | 610 | 1220 | 20-21
|  | Semi Skilled Electrician | 2 | day | 1 | day | 500 | 1000 | 20-21
|  | Helper (Electrical) | 2 | day | 1 | day | 445 | 890 | 20-21
|  | b) Material | [6 empty] | 20-21
ELEC-1.1.3a |  | 25mm dia 1,2,3 & 4 way deep Junction Box | 12 | Nos | 1 | No | 65 | 780 | 20-21
ELEC-1.2.8 b |  | 25mm PVC bends | 12 | Nos | 1 | No | 8 | 96 | 20-21
ELEC-1.2.2 b |  | 25mm dia 1.8mm thick PVC pipe | 100 | Mtr | 1 | Mtr | 25 | 2500 | 20-21
|  | Material Rate for 100 Mtrs | [5 empty] | 6486 | 20-21
|  | Material Rate for 1 Mtr | [5 empty] | 64.86 | 20-21
Ele 1.4.2 (a) | 2 | Supply and Fixing of 25mm dia 1.8mm thick PVC pipe (ISI MARK) concealed in wall with all required accessories including masonary work and labour charges etc., complete. | [6 empty] | 20-21
|  | Taking Output = 100 M | [6 empty] | 20-21
|  | a) Labour charges : | [6 empty] | 20-21
|  | Skilled Electrician | 2 | day | 1 | day | 610 | 1220 | 20-21
|  | Semi Skilled Electrician | 2 | day | 1 | day | 500 | 1000 | 20-21
|  | Helper (Electrical) | 2 | day | 1 | day | 445 | 890 | 20-21
|  | Mason Ist class | 2 | day | 1 | day | 550 | 1100 | 20-21
|  | b) Material | [6 empty] | 20-21
ELEC-1.2.2 b |  | 25mm dia 1.8mm thick PVC pipe | 100 | Nos | 1 | No | 25 | 2500 | 20-21
ELEC-8.1.4 |  | U' Links | 200 | Nos | 100 | No | 30 | 60 | 20-21
ELEC-1.2.6 b |  | 25mm dia 1,2,3 & 4 way deep Junction Box | 12 | Nos | 1 | No | 20 | 240 | 20-21
ELEC-1.2.8 b |  | 25mm PVC bends | 12 | Nos | 1 | No | 8 | 96 | 20-21
|  | Cement | 50 | Kg | 1 | Kg | 4.7 | 235 | 20-21
|  | Material Rate for 100 Mtrs | [5 empty] | 7341 | 20-21
|  | Material Rate for 1 Mtr | [5 empty] | 73.41 | 20-21
20-21
| 3 | Labour charges for Grooves 2-3mm thick for PVC pipes | [6 empty] | 20-21
|  | Initial cost BMM-V.51 | 1 | Rm | 1 | Rm | 55 | 55 | 20-21
[8 empty] | 55 | 20-21
| 3 | Supply of Hot Dip galvanized 20/18 SWG Module box with earthing terminal for 12 Module box | [6 empty] | 20-21
|  | Initial cost ELEC-1.3.1 f | 1 | Nos | 1 | Nos | 205 | 205 | 20-21
[8 empty] | 205 | 20-21
| 4 | Supply of Hot Dip galvanized 20/18 SWG Module box with earthing terminal for 8 Module box | [6 empty] | 20-21
|  | Initial cost ELEC-1.3.1 e | 1 | Nos | 1 | Nos | 170 | 170 | 20-21
[8 empty] | 170 | 20-21
| 5 | Supply of Hot Dip galvanized 20/18 SWG Module box with earthing terminal for 6 Module box | [6 empty] | 20-21
|  | Initial cost ELEC-1.3.1 d | 1 | Nos | 1 | Nos | 130 | 130 | 20-21
[8 empty] | 130 | 20-21
| 6 | Supply of Hot Dip galvanized 20/18 SWG Module box with earthing terminal for 4 Module box | [6 empty] | 20-21
|  | Initial cost ELEC-1.3.1 c | 1 | Nos | 1 | Nos | 95 | 95 | 20-21
[8 empty] | 95 | 20-21
| 8 | Supply of Hot Dip galvanized 20/18 SWG Module box with earthing terminal for 18 Module box | [6 empty] | 20-21
|  | Initial cost ELEC-1.3.1 f 12M | 1 | Nos | 1 | Nos | 205 | 205 | 20-21
|  | Initial cost ELEC-1.3.1 d 6M | 1 | Nos | 1 | Nos | 130 | 130 | 20-21
[8 empty] | 335 | 20-21
| 9 | Supply of Hot Dip galvanized 20/18 SWG Module box with earthing terminal for 16 Module box | [6 empty] | 20-21
|  | Initial cost ELEC-1.3.1 f 12M | 1 | Nos | 1 | Nos | 205 | 205 | 20-21
|  | Initial cost ELEC-1.8.3 c 4M | 1 | Nos | 1 | Nos | 95 | 95 | 20-21
[8 empty] | 300 | 20-21
| 6 | Supply of Hot Dip galvanized 20/18 SWG Module box with earthing terminal for 2 Module box | [6 empty] | 20-21
|  | Initial cost ELEC-1.3.1 a | 1 | Nos | 1 | Nos | 57 | 57 | 20-21
[8 empty] | 57 | 20-21
| 7 | Supply of Cover frames for 12 module box | [6 empty] | 20-21
|  | Initial cost ELEC-1.8.3 f | 1 | Nos | 1 | Nos | 190 | 190 | 20-21
[8 empty] | 190 | 20-21
| 8 | Supply of Cover frames for 8 module box | [6 empty] | 20-21
|  | Initial cost ELEC-1.8.3 e | 1 | Nos | 1 | Nos | 155 | 155 | 20-21
[8 empty] | 155 | 20-21
| 9 | Supply of Cover frames for 6 module box | [6 empty] | 20-21
|  | Initial cost ELEC-1.8.3 d 6M | 1 | Nos | 1 | Nos | 120 | 120 | 20-21
[8 empty] | 120 | 20-21
| 10 | Supply of Cover frames for 4 module box | [6 empty] | 20-21
|  | Initial cost ELEC-1.8.3 c | 1 | Nos | 1 | Nos | 80 | 80 | 20-21
[8 empty] | 80 | 20-21
| 15 | Supply of Cover frames for 18 module box | [6 empty] | 20-21
|  | Initial cost ELEC-1.8.3 f 12M | 1 | Nos | 1 | Nos | 190 | 190 | 20-21
|  | Initial cost ELEC-1.8.3 d 6M | 1 | Nos | 1 | Nos | 120 | 120 | 20-21
[8 empty] | 310 | 20-21
| 10 | Supply of Cover frames for 2 module box | [6 empty] | 20-21
|  | Initial cost ELEC-1.8.3 a | 1 | Nos | 1 | Nos | 60 | 60 | 20-21
[8 empty] | 60 | 20-21
20-21
| 11 | Supply and fixing of 6A flush type Neon Indicator. | [6 empty] | 20-21
|  | Initial cost ELEC-1.7.1 e | 1 | Nos | 1 | Nos | 18 | 18 | 20-21
[8 empty] | 18 | 20-21
| 18 | Supply of 9" (225mm), Light duty exhaust fan with double ball bearing and wire guard etc complete. | [6 empty] | 20-21
|  | Initial cost ELEC-5.1.12 | 1 | Nos | 1 | Nos | 1290 | 1290 | 20-21
[8 empty] | 1290 | 20-21
BLD-ELEC-2.1.1 | 12 | Wiring with run of 2 of 14/0.3mm (1.0 Sq.mm) FRLS / HFFR PVC insulated flexible ISI mark copper cable in existing PVC conduit pipe including Supply and fixing of 6A/10A ISI Mark 1way Modular switch in existing Surface or Concealed pipe wiring including cost and conveyance of all material and all labour charges etc., complete for light and bell points | [6 empty] | 20-21
|  | Copper Cable Makes:Makes: Finolex / RR kabel / Havells /KEI/Polycab/Gloster | [6 empty] | 20-21
|  | Accessories Makes:Makes: Legrand Arteor / Schneider Zen celo/ Crabtree Murano or Amare/L&Tenglaze/GM-Zenova/ Goldmedal (GIFA) | [6 empty] | 20-21
|  | a) Labour charges : | [6 empty] | 20-21
|  | Skilled Electrician. | 0.6 | day | 1 | day | 610 | 366 | 20-21
|  | Semi Skilled Electrician / Lineman | 1.2 | day | 1 | day | 500 | 600 | 20-21
|  | Helper (Electrical) | 0.6 | day | 1 | day | 445 | 267 | 20-21
|  | b) Material | [6 empty] | 20-21
|  | Supply of 6A / 10A 1 Way flush type switch 1.7.1 a | 6 | Nos | 1 | No | 15 | 90 | 20-21
|  | Supply of 14/0.3mm (1.0 Sqmm) FRLS / HFFR PVC insulated 1100V grade as per IS:694/1990 specification for Copper cable of makes Makes: Finolex / RR kabel / Havells /KEI/Polycab/Gloster. (ELEC-19-20-1.5.1) | 100 | Mtrs | 100 | Mtrs | 1050 | 1050 | 20-21
|  | Cost of Material for 6 Points | [5 empty] | 2373 | 20-21
|  | Cost of Material Rate per 1 Point | [5 empty] | 395.5 | 20-21
BLD-ELEC-2.1.1 | 13 | Wiring with run of 2 of 14/0.3mm (1.0 Sq.mm) FRLS / HFFR PVC insulated flexible ISI mark copper cable in existing PVC conduit pipe including Supply and fixing of Jumbo Ceiling rose and 6A/10A ISI Mark 1way Modular switch in existing Surface or Concealed pipe wiring including cost and conveyance of all material and all labour charges etc., complete for Fan points | [6 empty] | 20-21
|  | Copper Cable Makes:Makes: Finolex / RR kabel / Havells /KEI/Polycab/Gloster | [6 empty] | 20-21
|  | Accessories Makes:Makes: Legrand Arteor / Schneider Zen celo/ Crabtree Murano or Amare/L&Tenglaze/GM-Zenova/ Goldmedal (GIFA) | [6 empty] | 20-21
|  | a) Labour charges : | [6 empty] | 20-21
|  | Skilled Electrician. | 0.6 | day | 1 | day | 610 | 366 | 20-21
|  | Semi Skilled Electrician / Lineman | 1.2 | day | 1 | day | 500 | 600 | 20-21
|  | Helper (Electrical) | 0.6 | day | 1 | day | 445 | 267 | 20-21
|  | b) Material | [6 empty] | 20-21
|  | Supply of 6A / 10A 1 Way flush type switch 1.7.1 a | 6 | Nos | 1 | No | 15 | 90 | 20-21
|  | Supply of 3 Plate Jumbo Ceiling Rose of makes Anchor / Gold Medal Olive / Million Zoom.(ELEC-19-20-1.7.1-M) | 6 | Nos | 1 | No | 19 | 114 | 20-21
|  | Supply of 14/0.3mm (1.0 Sqmm) FRLS / HFFR PVC insulated 1100V grade as per IS:694/1990 specification for Copper cable of makes Makes: Finolex / RR kabel / Havells /KEI/Polycab/Gloster. (ELEC-19-20-1.5.1) | 100 | Mtrs | 100 | Mtrs | 1050 | 1050 | 20-21
|  | Cost of Material for 6 Points | [5 empty] | 2487 | 20-21
|  | Cost of Material Rate per 1 Point | [5 empty] | 414.5 | 20-21
BLD-ELEC-2.1.4 | 13 | Supply and fixing of 6A 3/2 pin wall plug socket with 6A switch control on a common switch board with earth continuity including wire leads, earth connections along with all labour charges etc., complete. | [6 empty] | 20-21
|  | a) Labour charges : | [6 empty] | 20-21
|  | Skilled Electrician. | 0.067 | day | 1 | day | 610 | 40.87 | 20-21
|  | Helper (Electrical) | 0.067 | day | 1 | day | 445 | 29.815 | 20-21
|  | b) Material | [6 empty] | 20-21
|  | Supply of 6A / 10A 1 Way flush type switch 1.7.1 a | 1 | Nos | 1 | No | 15 | 15 | 20-21
|  | Supply of 6A / 10A 3/2 Pin flush type socket 1.7.1 d | 1 | No | 1 | No | 24 | 24 | 20-21
|  | Total Cost of Material + Labour Charges | [5 empty] | 109.685 | 20-21
BLD-ELEC-2.1.5 | 14 | Supply and fixing of 16A 3pin / 6A 3pin plug socket with indicator lamp and 16Amps fuse unit and 16 Amps switch control (5 in one) on decolam sheet covered board including earth connection and all labour charges etc., complete on wall. | [6 empty] | 20-21
|  | a) Labour charges : | [6 empty] | 20-21
|  | Skilled Electrician. | 0.1 | day | 1 | day | 610 | 61 | 20-21
|  | Helper (Electrical) | 0.1 | day | 1 | day | 445 | 44.5 | 20-21
|  | b) Material | [6 empty] | 20-21
|  | 20 x 15 cms (8" x6") Decolam sheet covered board ELEC-1.4.2 d | 1 | Nos | 1 | No | 40 | 40 | 20-21
|  | 16A / 20A 1 Way 1 Module Modular Switch. ELEC-1.8.1 h | 1 | No | 1 | No | 115 | 115 | 20-21
|  | 16A 3 pin / 6A 3pin Plug socket with indicator lamp, fuse unit (5 in 1) ELEC-1.8.1 g | 1 | No | 1 | No | 115 | 115 | 20-21
|  | Total Cost of Material + Labour Charges | [5 empty] | 375.5 | 20-21
ELE 2.1.4 | 27 | Supply and fixing of 6A 2 pin wall plug socket with 6A switch control on a common switch board with earth continuity including wire leads, earth connections along with all labour charges etc., complete. | [6 empty] | 20-21
|  | a) Labour charges : | [6 empty] | 20-21
|  | Skilled Electrician. | 0.067 | day | 1 | day | 610 | 40.87 | 20-21
|  | Helper (Electrical) | 0.067 | day | 1 | day | 445 | 29.815 | 20-21
|  | b) Material | [6 empty] | 20-21
|  | Supply of 6A / 10A 1 Way flush type switch 1.7.1 a | 1 | Nos | 1 | No | 15 | 15 | 20-21
|  | Supply of 6A / 10A 2 Pin flush type socket 1.7.1 c | 1 | No | 1 | No | 18 | 18 | 20-21
|  | Cost of Material Rate | [5 empty] | 103.685 | 20-21
Ele 3.1.3 | 29 | Supply and run of 2 of 22/0.3mm (1.5 Sq.mm) F.R P.V.C. insulated flexible copper cable in existing pipe for mains inlcuding all labour charges etc., complete | [6 empty] | 20-21
|  | Copper Cable Makes:Makes: Finolex / RR kabel / Havells /KEI/Polycab/Gloster | [6 empty] | 20-21
|  | a) Labour charges : | [6 empty] | 20-21
|  | Skilled Electrician. | 0.67 | day | 1 | day | 610 | 408.7 | 20-21
|  | Semi Skilled Electrician / Lineman | 2 | day | 1 | day | 500 | 1000 | 20-21
|  | Helper (Electrical) | 0.67 | day | 1 | day | 445 | 298.15 | 20-21
|  | b) Material | [6 empty] | 20-21
| 30 | Supply of 22/0.3mm (1.5 Sqmm) FRLS / HFFR PVC insulated 1100V grade as per IS:694/1990 specification for Copper cable of makes Finolex / RR kabel / KEI. (ELEC-19-20-1.5.1-B) | 200 | Mtrs | 100 | Mtrs | 1510 | 3020 | 20-21
|  | Cost of Material for 100 Metres | [5 empty] | 3020 | 20-21
|  | Cost of Material Rate per Mtr= C/100 | [5 empty] | 30.2 | 20-21
|  | Cost of Material for 100 Metres | [5 empty] | 6070.2 | 20-21
|  | Cost of Material Rate per Mtr= C/100 | [5 empty] | 60.7 | 20-21
Ele 3.1.2 | 15 | Supply and run of 1 of 14 /0.3mm (1.0 Sq.mm) FR P.V.C. insulated flexible copper cable in existing pipe for earth and invertor continuity including all labour charges etc., complete. | [6 empty] | 20-21
|  | a) Labour charges : | [6 empty] | 20-21
|  | Skilled Electrician. | 0.34 | day | 1 | day | 610 | 207.4 | 20-21
|  | Semi Skilled Electrician / Lineman | 1 | day | 1 | day | 500 | 500 | 20-21
|  | Helper (Electrical) | 0.34 | day | 1 | day | 445 | 151.3 | 20-21
|  | 14/0.3mm FR PVC copper wire 1.00 sqm | 100 | Mtrs | 100 | Mtrs | 1050 | 1050 | 20-21
|  | Cost of Material for 100 Metres | [5 empty] | 1908.7 | 20-21
|  | Cost of Material Rate per Mtr= C/100 | [5 empty] | 19.09 | 20-21
BLD-ELEC-3.1.4 | 16 | Supply and Run of 2 of 36/0.3mm (2.50 Sq.mm) with Run 1 of 22/0.3mm(1.5Sqmm) FRLS / HFFR PVC insulated flexible ISI mark copper cable in existing pipe for run of mains inlcuding all labour charges etc., complete.(Data No. ) | [6 empty] | 20-21
|  | Copper Cable Makes:Makes: Finolex / RR kabel / Havells /KEI/Polycab/Gloster | [6 empty] | 20-21
|  | a) Labour charges : | [6 empty] | 20-21
|  | Skilled Electrician. | 0.67 | day | 1 | day | 610 | 408.7 | 20-21
|  | Semi Skilled Electrician / Lineman | 2 | day | 1 | day | 500 | 1000 | 20-21
|  | Helper (Electrical) | 0.67 | day | 1 | day | 445 | 298.15 | 20-21
|  | b) Material | [6 empty] | 20-21
|  | Supply of 36/0.3mm (2.5 Sqmm) FRLS / HFFR PVC insulated 1100V grade as per IS:694/1990 specification for Copper cable of Finolex / RR kabel / Havells /KEI/Polycab/Gloster | 200 | Mtrs | 100 | Mtrs | 2440 | 4880 | 20-21
|  | Cost of Material for 100 Metres | [5 empty] | 6586.85 | 20-21
|  | Cost of Material Rate per Mtr= C/100 | [5 empty] | 65.8685 | 20-21
BLD-ELEC-3.1.5 | 17 | Supply and Run of 2 of 56/0.3mm (4.00 Sq.mm) with Run 1 of 22/0.3mm(1.5Sqmm) FRLS / HFFR PVC insulated flexible ISI mark copper cable in existing pipe for run of mains inlcuding all labour charges etc., complete.(Data No. ) | [6 empty] | 20-21
|  | Copper Cable Makes: Finolex / RR kabel / Havells /KEI/Polycab/Gloster | [6 empty] | 20-21
|  | a) Labour charges : | [6 empty] | 20-21
|  | Skilled Electrician. | 1 | day | 1 | day | 610 | 610 | 20-21
|  | Semi Skilled Electrician / Lineman | 3 | day | 1 | day | 500 | 1500 | 20-21
|  | Helper (Electrical) | 1 | day | 1 | day | 445 | 445 | 20-21
|  | b) Material | [6 empty] | 20-21
|  | Supply of 56/0.3mm (4.0 Sqmm) FRLS / HFFR PVC insulated 1100V grade as per IS:694/1990 specification for Copper cable of makes Finolex / RR kabel / Havells /KEI/Polycab/Gloster. | 200 | Mtrs | 100 | Mtrs | 3725 | 7450 | 20-21
|  | Cost of Material for 100 Metres | [5 empty] | 10005 | 20-21
|  | Cost of Material Rate per Mtr= C/100 | [5 empty] | 100.05 | 20-21
BLD-ELEC-6.1.1 | 18 | Supply and Run of 2 of 6 Sq.mm WPSC Aluminium cable along with No.10 SWG G.I bearer wire through PVC cleats with all accessories including labour charges etc., complete for service mains. | [6 empty] | 20-21
|  | a) Labour charges : | [6 empty] | 20-21
|  | Skilled Electrician | 1 | day | 1 | day | 610 | 610 | 20-21
|  | Semi Skilled Electrician / Lineman | 1 | day | 1 | day | 500 | 500 | 20-21
|  | Helper (Electrical) | 1 | day | 1 | day | 445 | 445 | 20-21
|  | b) Material | [6 empty] | 20-21
|  | 6 Sq.mm WPSC Aluminium cable ELEC-1.6.1 | 200 | Mtrs | 100 | Mtrs | 1513 | 3026 | 20-21
|  | No.10 SWG G.I wire. (0.026 Kg / Mtr) Length 100 RM ELEC-8.3.6 | 6.7 | Kg | 1 | Kg | 65 | 435.5 | 20-21
|  | PVC Cleats ELEC-8.1.13 | 100 | Nos | 100 | No | 430 | 430 | 20-21
|  | Cost of Material for 100 Metres | [5 empty] | 5446.5 | 20-21
|  | Cost of Material Rate per Mtr= C/100 | [5 empty] | 54.465 | 20-21
BLD-ELEC-2.1.8 | 19 | Supply and fixing of ISI mark batten holder / angle holder on existing block, but with bulb including all connections etc., complete | [6 empty] | 20-21
|  | BH Makes: GM G Home / Gold Medal Olive / Million Zoom / Great whiteOmega/Koncept/Vimal opel/ Anchor/Vihan/CPL | [6 empty] | 20-21
|  | a) Labour charges : | [6 empty] | 20-21
|  | Skilled Electrician. | 0.05 | day | 1 | day | 610 | 30.5 | 20-21
|  | Helper (Electrical) | 0.05 | day | 1 | day | 445 | 22.25 | 20-21
|  | b) Material | [6 empty] | 20-21
|  | Supply of BH / SBH of makes GM G Home / Gold Medal Olive / Million Zoom / Great whiteOmega/Koncept/Vimal opel/ Anchor/Vihan/CPL.(ELEC--1.7.1-N) | 1 | Nos | 1 | No | 18 | 18 | 20-21
|  | 0.5W LED bulb ELEC-3.7.5 a | 1 | Nos | 1 | No | 50 | 50 | 20-21
|  | Cost of Material | [5 empty] | 120.75 | 20-21
Ele 9.7.35 | 8 | Supply, Transportation and Fixing of 48" (1200mm) Sweep 5 Star rated Ceiling Fan with double ball bearings but without regulator including all standard accessories and all labour charges etc., complete.(Data No. ) | [6 empty] | 20-21
|  | Ceiling Fan Makes: Crompton HS Decora / Bajaj Regal Star / Havells Spark deco / Orient summer crown /Halonix(Zephyr) /Polycab(India Glory | [6 empty] | 20-21
|  | Twin Core Wire Makes: Finolex / Polycab / Havells / V-Guard / GoldMedal / GM / Million / Vimal /Airson/CRI/ Tamra/ ollvin/Avocab | [6 empty] | 20-21
|  | a) Labour charges | [6 empty] | 20-21
|  | Skilled Electrician. | 0.125 | day | 1 | day | 610 | 76.25 | 20-21
|  | Helper (Electrical) | 0.125 | day | 1 | day | 445 | 55.625 | 20-21
|  | b) Material | [6 empty] | 20-21
|  | Supply of 23 / 0060 twin core twisted ELEC-1.5.6 | 1 | Mtr | 100 | Mtrs | 950 | 9.5 | 20-21
|  | Stepped type fan regulator ELEC-1.7.1 I | 1 | No | 1 | No | 180 | 180 | 20-21
|  | Supply of 48" (1200mm) Sweep 5 Star rated Ceiling Fan ELEC-5.1.4 | 1 | Nos | 1 | Nos | 2300 | 2300 | 20-21
|  | Transportation Charges on Unit Cost @1% |  |  |  |  | 1% | 23 | 20-21
|  | Total Cost of Material + Labour Charges | [5 empty] | 2644.375 | 20-21
Ele 9.7.2 | 20 | Supply and Transportation of 48" (1200mm) Sweep 5 star rated Ceiling Fan , with double ball bearings, air delivery more than 200 cubic meter/min but without Regulator. | [6 empty] | 20-21
|  | Cost of 48" Fan ELEC-5.1.4 | 1 | Nos | 1 | Nos | 2300 | 2300 | 20-21
|  | Transportation Charges on Unit Cost @1% |  |  |  |  | 1% | 23 | 20-21
|  | Total Cost of Material + Labour Charges | [5 empty] | 2323 | 20-21
Ele 9.7.26 | 21 | Supply and fixing of Stepped Electronic fan regulator hum free step type socket size in the existing switch board. | [6 empty] | 20-21
|  | Stepped type fan regulator ELEC-1.7.1 I | 1 | Nos | 1 | Nos | 180 | 180 | 20-21
|  | Skilled Electrician. | 0.1 | day | 1 | day | 610 | 61 | 20-21
20-21
|  | Total Cost of Material + Labour Charges | [5 empty] | 241 | 20-21
Ele 9.7.35 | 22 | Labour charges for fixing of ceiling fan with regulator including transportation, 3 core wire leads etc complete | [6 empty] | 20-21
|  | a) Labour charges | [6 empty] | 20-21
|  | Skilled Electrician. | 0.125 | day | 1 | day | 610 | 76.25 | 20-21
|  | Helper (Electrical) | 0.125 | day | 1 | day | 445 | 55.625 | 20-21
|  | b) Material | [6 empty] | 20-21
|  | Supply of 23 / 0060 twin core twisted | 1 | Mtr | 100 | Mtrs | 950 | 9.5 | 20-21
|  | Total Cost of Material + Labour Charges | [5 empty] | 141.375 | 20-21
Ele 9.7.25 | 39 | Supply and erecting 19/20mm steel tube down rod of one meter length with bolts & nuts duly painted with matching colour of fan complete | [6 empty] | 20-21
|  | a) Labour charges | [6 empty] | 20-21
|  | Helper (Electrical) | 0.1 | day | 1 | day | 445 | 44.5 | 20-21
|  | b) Material | [6 empty] | 20-21
|  | 19/20mm steel tube down rod with bolts & nuts for fan with maching colour. | 1 | No | 1 | No | 85 | 85 | 20-21
|  | Total Cost of Material + Labour Charges | [5 empty] | 129.5 | 20-21
Ele 9.7.24 | 23 | Supply and erecting fan hook of 12/15mm dia M.S. rod / bar grouted in RCC slab with making the slab as original. | [6 empty] | 20-21
|  | Initial cost ELEC-8.1.20 | 1 | Nos | 1 | Nos | 30 | 30 | 20-21
|  | Mason | 0.166 | day | 1 | day | 550 | 91.3 | 20-21
|  | Helper | 0.166 | day | 1 | day | 445 | 73.87 | 20-21
[8 empty] | 195.17 | 20-21
BLD-ELEC- 8.2.2 and 7.9.3 | 24 | Supply and Transportation and fixing of 1200 mm length,Box type powder coatedtube light luminaire with necessary wiring suitable for fixing 2 Nos retrofit T8 LED tubes but without tube and choke Makes: Phillips / Crompton /Bajaj/Surya/Havells/HPL | [6 empty] | 20-21
|  | a) Labour charges | [6 empty] | 20-21
|  | Skilled Electrician. | 0.1 | day | 1 | day | 610 | 61 | 20-21
|  | Semi Skilled Electrician / Lineman | 0.1 | day | 1 | day | 500 | 50 | 20-21
|  | b) Material | [6 empty] | 20-21
|  | Supply of 23 / 0060 twin core twisted ELEC-1.5.6) | 1 | Mtr | 100 | Mtrs | 950 | 9.5 | 20-21
|  | Supply of 1200 mm length,Box typ. (ELEC--3.8.18) | 1 | No | 1 | No | 290 | 290 | 20-21
|  | Cost of Material | [5 empty] | 410.5 | 20-21
20-21
BLD ELE 4.4.1 | 25 | Supply and fixing SPN Distribution board with IP-20 protection suitable for single phase Earth Leakage Circute Braker (ELCB) / Residual Current Circute Braker (RCCB) / Double Pole (DP) Isolator as incomer and 10kA SP MCBs as out going including internal connections and labour charges for surface / flush mounting etc., complete. | [6 empty] | 20-21
|  | a) Labour charges | [6 empty] | 20-21
|  | Skilled Electrician. | 0.5 | day | 1 | day | 610 | 305 | 20-21
|  | Semi Skilled Electrician | 0.5 | day | 1 | day | 500 | 250 | 20-21
|  | Helper (Electrical) | 1 | day | 1 | day | 445 | 445 | 20-21
|  | b) Material | [6 empty] | 20-21
|  | SPN 4way D.B with IP-20 Protection suitable for single phase ECCB / RCCB/ DP Isolator. ELEC-2.13.1a | 1 | Nos | 1 | No | 875 | 875 | 20-21
|  | 40A D.P.Isolator / ECCB / RCCB ELEC-2.11.1 b | 1 | Nos | 1 | No | 360 | 360 | 20-21
|  | 10 kA - 6-32A range SP MCBs ELEC-2.10.1 a | 4 | Nos | 1 | No | 190 | 760 | 20-21
|  | Total Cost of Material + Labour Charges | [5 empty] | 2995 | 20-21
| 26 | Supply and fixing of 2 Nos of 32A, 240V Porcelain Rewirable Fuse Units of makes : GM / Sputnik / Kundancab / Million / Gold Medal / Vimal / Star / Benlo on 12" x 18" peta board with connections and labour charges etc complete. | [6 empty] | 20-21
|  | b) Material | [6 empty] | 20-21
|  | 32 A 240V Porcelain Rewirable Fuse Units.2.7.1.a | 2 | Nos | 1 | No | 100 | 200 | 20-21
|  | Supply of 6.0 Sqmm PVC insulated flexible Copper cable. 1.5.2.e | 4 | Rm | 1 | No | 51 | 204 | 20-21
|  | Peeta Board of Size 15" x 20" 1.4.3.c | 1 | Nos | 1 | No | 190 | 190 | 20-21
|  | a) Labour charges | [6 empty] | 20-21
|  | Skilled Electrician. | 0.2 | day | 1 | day | 610 | 122 | 20-21
|  | Semi Skilled Electrician | 0.2 | day | 1 | day | 500 | 100 | 20-21
|  | Helper (Electrical) | 0.2 | day | 1 | day | 445 | 89 | 20-21
|  | Total Cost of Material + Labour Charges | [5 empty] | 905 | 20-21
BLD ELE 5.1.1 | 27 | Providing independent earthling by excavating a pit to a depth of 2.25Mt in all soils, as per size specified in the Data, using 40mm dia 'B' class GI pipe of 2.5 Mtrs length with necessary No.8 G.I. double earth wire and accessories with 18" dia 2" thick hume pipe ring duly providing staggered holes including filling with 20Kg Salt and 40Kg Charcoal or 40Kg bentonite powder in layers and all labour charges etc., complete.(Data No. ) | [6 empty] | 20-21
|  | b) labour charges for fixing pipe ring and connections | [6 empty] | 20-21
|  | Semi Skilled Electrician / Lineman | 0.5 | Nos | 1 | No | 500 | 250 | 20-21
|  | Helper (Electrical) | 0.5 | day | 1 | day | 445 | 222.5 | 20-21
|  | a) Material | [6 empty] | 20-21
|  | 40mm Nominal Bore Medium grade G.I.Pipe. ELEC-8.4.17d | 2.5 | Mtr | 1 | Mtr | 350 | 875 | 20-21
|  | 25mm x 6 mm G.I.Strip (ELEC-8.3.6 | 0.24 | Kgs | 1 | Kg | 65 | 15.6 | 20-21
|  | No.8 G.I.Wire (ELEC-8.3.6) | 0.83 | Kgs | 1 | kg | 65 | 53.95 | 20-21
|  | Drilling of 16 Nos through holes of 12mm dia to G.I pipe. ELEC-8.4.20 | 16 | Nos | 1 | No | 6 | 96 | 20-21
|  | G.I Nuts, Bolts an Washers each set. ELEC-8.4.21 | 2 | Sets | 1 | Set | 12 | 24 | 20-21
|  | 18" dia 2" thick hume pipe ring. ELEC-8.4.22 | 1 | No | 1 | No | 250 | 250 | 20-21
|  | 2" thick CC cover for hume pipe ring with handle.ELEC-8.4.24 | 1 | No | 1 | No | 130 | 130 | 20-21
|  | Hard Coke ELEC-8.1.10 | 40 | Kg | 1 | Kg | 20 | 800 | 20-21
|  | Salt. ELEC-8.1.11 | 20 | Kg | 1 | Kg | 15 | 300 | 20-21
|  | Earth Work Excavation of Hard gravel Soil with small boulder for trench 1st step of size 1.2 x 0.6 x 0.9 m (4'x2'x3') ELEC-8.4.19 | 0.65 | cum | 1 | cum | 250 | 162.5 | 20-21
|  | Excavation of Hard disteggrated rocks and boulders for trench 2nd Step of size 0.9 x 0.6 x 1.2 m (3'x2'x4') ELEC-8.4.19 | 0.65 | cum | 1 | cum | 250 | 162.5 | 20-21
|  | 25% extra for narrow trench & pit and back filling with Sand, Coke, Salt etc., and leveling | 25% |  |  |  | 325 | 81.25 | 20-21
|  | Sundries such as Lugs and Saddles | [5 empty] | 9.52 | 20-21
|  | Cost of Material | [5 empty] | 3432.82 | 20-21
| 28 | Supply and transportation of 20 W LED Street light Luminaire made of pressure diecast alluminium body with powder coated, having protective toughned glass, Supply Input voltage 120 - 270 V AC, P.F > 0.90, high power LED's having System efficacy > 100 lm/W and junction temprature < 70°C, with Ingrees protection IP66, Luminaire performance complies to IS 10322 (Part 5 / Sec-3), Driver surge protection 4KV, external Surge protection 10 KV with optics distribution , THD<10% at 110 Volts AC, driver efficiency >90%, CCT: 3000K - 5700K, minimum CRI>70, etc., complete | [6 empty] | 20-21
|  | Initial Cost ELEC-3.8.23 a | 1 | No | 1 | No | 1980 | 1980 | 20-21
|  | Cost of Material | [5 empty] | 1980 | 20-21
| 28 | Supply and transportation of 60 W LED Street light Luminaire made of pressure diecast alluminium body with powder coated, having protective toughned glass, Supply Input voltage 120 - 270 V AC, P.F > 0.90, high power LED's having System efficacy > 100 lm/W and junction temprature < 70°C, with Ingrees protection IP66, Luminaire performance complies to IS 10322 (Part 5 / Sec-3), Driver surge protection 4KV, external Surge protection 10 KV with optics distribution , THD<10% at 110 Volts AC, driver efficiency >90%, CCT: 3000K - 5700K, minimum CRI>70, etc., complete | [6 empty] | 20-21
|  | Initial Cost ELEC-3.8.23 d | 1 | No | 1 | No | 5900 | 5900 | 20-21
|  | Cost of Material | [5 empty] | 5900 | 20-21
|  | AS PER SSR 2021-22 | [6 empty] | 21-22
Ele 1.4.2 (b) | 1 | Supply and Fixing of 25mm dia 1.8mm thick PVC pipe (ISI MARK) concealed in Roof Slabs with all required accessories including masonary work and labour charges etc., complete. | [6 empty] | 21-22
|  | Taking Output = 100 M | [6 empty] | 21-22
|  | a) Labour charges : | [6 empty] | 21-22
|  | Skilled Electrician | 2 | day | 1 | day | 650 | 1300 | 21-22
|  | Semi Skilled Electrician | 2 | day | 1 | day | 530 | 1060 | 21-22
|  | Helper (Electrical) | 2 | day | 1 | day | 470 | 940 | 21-22
|  | b) Material | [6 empty] | 21-22
ELEC-1.1.3a |  | 25mm dia 1,2,3 & 4 way deep Junction Box | 12 | Nos | 1 | No | 65 | 780 | 21-22
ELEC-1.2.8 b |  | 25mm PVC bends | 12 | Nos | 1 | No | 9 | 108 | 21-22
ELEC-1.2.2 b |  | 25mm dia 1.8mm thick PVC pipe | 100 | Mtr | 1 | Mtr | 28 | 2800 | 21-22
|  | Material Rate for 100 Mtrs | [5 empty] | 6988 | 21-22
|  | Material Rate for 1 Mtr | [5 empty] | 69.88 | 21-22
Ele 1.4.2 (a) | 2 | Supply and Fixing of 25mm dia 1.8mm thick PVC pipe (ISI MARK) concealed in wall with all required accessories including masonary work and labour charges etc., complete. | [6 empty] | 21-22
|  | Taking Output = 100 M | [6 empty] | 21-22
|  | a) Labour charges : | [6 empty] | 21-22
|  | Skilled Electrician | 2 | day | 1 | day | 650 | 1300 | 21-22
|  | Semi Skilled Electrician | 2 | day | 1 | day | 530 | 1060 | 21-22
|  | Helper (Electrical) | 2 | day | 1 | day | 470 | 940 | 21-22
|  | Mason Ist class | 2 | day | 1 | day | 585 | 1170 | 21-22
|  | b) Material | [6 empty] | 21-22
ELEC-1.2.2 b |  | 25mm dia 1.8mm thick PVC pipe | 100 | Nos | 1 | No | 28 | 2800 | 21-22
ELEC-8.1.4 |  | U' Links | 200 | Nos | 100 | No | 33 | 66 | 21-22
ELEC-1.2.6 b |  | 25mm dia 1,2,3 & 4 way deep Junction Box | 12 | Nos | 1 | No | 22 | 264 | 21-22
ELEC-1.2.8 b |  | 25mm PVC bends | 12 | Nos | 1 | No | 9 | 108 | 21-22
|  | Cement | 50 | Kg | 1 | Kg | 4.7 | 235 | 21-22
|  | Material Rate for 100 Mtrs | [5 empty] | 7943 | 21-22
|  | Material Rate for 1 Mtr | [5 empty] | 79.43 | 21-22
21-22
| 3 | Labour charges for Grooves 2-3mm thick for PVC pipes | [6 empty] | 21-22
|  | Initial cost BMM-V.51 | 1 | Rm | 1 | Rm | 58 | 58 | 21-22
[8 empty] | 58 | 21-22
| 3 | Supply of Hot Dip galvanized 20/18 SWG Module box with earthing terminal for 12 Module box | [6 empty] | 21-22
|  | Initial cost ELEC-1.3.1 f | 1 | Nos | 1 | Nos | 226 | 226 | 21-22
[8 empty] | 226 | 21-22
| 2 | Supply of Hot Dip galvanized 20/18 SWG Module box with earthing terminal for 8 Module box | [6 empty] | 21-22
|  | Initial cost ELEC-1.3.1 e | 1 | Nos | 1 | Nos | 187 | 187 | 21-22
[8 empty] | 187 | 21-22
| 3 | Supply of Hot Dip galvanized 20/18 SWG Module box with earthing terminal for 6 Module box | [6 empty] | 21-22
|  | Initial cost ELEC-1.3.1 d | 1 | Nos | 1 | Nos | 143 | 143 | 21-22
[8 empty] | 143 | 21-22
| 4 | Supply of Hot Dip galvanized 20/18 SWG Module box with earthing terminal for 4 Module box | [6 empty] | 21-22
|  | Initial cost ELEC-1.3.1 c | 1 | Nos | 1 | Nos | 105 | 105 | 21-22
[8 empty] | 105 | 21-22
| 8 | Supply of Hot Dip galvanized 20/18 SWG Module box with earthing terminal for 18 Module box | [6 empty] | 21-22
|  | Initial cost ELEC-1.3.1 f 12M | 1 | Nos | 1 | Nos | 226 | 226 | 21-22
|  | Initial cost ELEC-1.3.1 d 6M | 1 | Nos | 1 | Nos | 143 | 143 | 21-22
[8 empty] | 369 | 21-22
| 9 | Supply of Hot Dip galvanized 20/18 SWG Module box with earthing terminal for 16 Module box | [6 empty] | 21-22
|  | Initial cost ELEC-1.3.1 f 12M | 1 | Nos | 1 | Nos | 226 | 226 | 21-22
|  | Initial cost ELEC-1.8.3 c 4M | 1 | Nos | 1 | Nos | 105 | 105 | 21-22
[8 empty] | 331 | 21-22
| 5 | Supply of Hot Dip galvanized 20/18 SWG Module box with earthing terminal for 2 Module box | [6 empty] | 21-22
|  | Initial cost ELEC-1.3.1 a | 1 | Nos | 1 | Nos | 63 | 63 | 21-22
[8 empty] | 63 | 21-22
| 8 | Supply of Cover frames for 12 module box | [6 empty] | 21-22
|  | Initial cost ELEC-1.8.3 f | 1 | Nos | 1 | Nos | 209 | 209 | 21-22
[8 empty] | 209 | 21-22
| 9 | Supply of Cover frames for 8 module box | [6 empty] | 21-22
|  | Initial cost ELEC-1.8.3 e | 1 | Nos | 1 | Nos | 171 | 171 | 21-22
[8 empty] | 171 | 21-22
| 10 | Supply of Cover frames for 6 module box | [6 empty] | 21-22
|  | Initial cost ELEC-1.8.3 d 6M | 1 | Nos | 1 | Nos | 132 | 132 | 21-22
[8 empty] | 132 | 21-22
| 11 | Supply of Cover frames for 4 module box | [6 empty] | 21-22
|  | Initial cost ELEC-1.8.3 c | 1 | Nos | 1 | Nos | 88 | 88 | 21-22
[8 empty] | 88 | 21-22
| 15 | Supply of Cover frames for 18 module box | [6 empty] | 21-22
|  | Initial cost ELEC-1.8.3 f 12M | 1 | Nos | 1 | Nos | 209 | 209 | 21-22
|  | Initial cost ELEC-1.8.3 d 6M | 1 | Nos | 1 | Nos | 132 | 132 | 21-22
[8 empty] | 341 | 21-22
| 12 | Supply of Cover frames for 2 module box | [6 empty] | 21-22
|  | Initial cost ELEC-1.8.3 a | 1 | Nos | 1 | Nos | 66 | 66 | 21-22
[8 empty] | 66 | 21-22
21-22
| 5 | Supply and fixing of 6A flush type Neon Indicator. | [6 empty] | 21-22
|  | Initial cost ELEC-1.7.1 e | 1 | Nos | 1 | Nos | 20 | 20 | 21-22
[8 empty] | 20 | 21-22
| 18 | Supply of 9" (225mm), Light duty exhaust fan with double ball bearing and wire guard etc complete. | [6 empty] | 21-22
|  | Initial cost ELEC-5.1.12 | 1 | Nos | 1 | Nos | 1484 | 1484 | 21-22
[8 empty] | 1484 | 21-22
BLD-ELEC-2.1.1 | 6 | Wiring with run of 2 of 14/0.3mm (1.0 Sq.mm) FRLS / HFFR PVC insulated flexible ISI mark copper cable in existing PVC conduit pipe including Supply and fixing of 6A/10A ISI Mark 1way Modular switch in existing Surface or Concealed pipe wiring including cost and conveyance of all material and all labour charges etc., complete for light and bell points | [6 empty] | 21-22
|  | Copper Cable Makes:Makes: Finolex / RR kabel / Havells /KEI/Polycab/Gloster | [6 empty] | 21-22
|  | Accessories Makes:Makes: Legrand Arteor / Schneider Zen celo/ Crabtree Murano or Amare/L&Tenglaze/GM-Zenova/ Goldmedal (GIFA) | [6 empty] | 21-22
|  | a) Labour charges : | [6 empty] | 21-22
|  | Skilled Electrician. | 0.6 | day | 1 | day | 650 | 390 | 21-22
|  | Semi Skilled Electrician / Lineman | 1.2 | day | 1 | day | 530 | 636 | 21-22
|  | Helper (Electrical) | 0.6 | day | 1 | day | 470 | 282 | 21-22
|  | b) Material | [6 empty] | 21-22
|  | Supply of 6A / 10A 1 Way flush type switch 1.7.1 a | 6 | Nos | 1 | No | 17 | 102 | 21-22
|  | Supply of 14/0.3mm (1.0 Sqmm) FRLS / HFFR PVC insulated 1100V grade as per IS:694/1990 specification for Copper cable of makes Makes: Finolex / RR kabel / Havells /KEI/Polycab/Gloster. (ELEC-19-20-1.5.1) | 100 | Mtrs | 100 | Mtrs | 1208 | 1208 | 21-22
|  | Cost of Material for 6 Points | [5 empty] | 2618 | 21-22
|  | Cost of Material Rate per 1 Point | [5 empty] | 436.33 | 21-22
BLD-ELEC-2.1.1 | 11 | Wiring with run of 2 of 14/0.3mm (1.0 Sq.mm) FRLS / HFFR PVC insulated flexible ISI mark copper cable in existing PVC conduit pipe including Supply and fixing of Jumbo Ceiling rose and 6A/10A ISI Mark 1way Modular switch in existing Surface or Concealed pipe wiring including cost and conveyance of all material and all labour charges etc., complete for Fan points | [6 empty] | 21-22
|  | Copper Cable Makes:Makes: Finolex / RR kabel / Havells /KEI/Polycab/Gloster | [6 empty] | 21-22
|  | Accessories Makes:Makes: Legrand Arteor / Schneider Zen celo/ Crabtree Murano or Amare/L&Tenglaze/GM-Zenova/ Goldmedal (GIFA) | [6 empty] | 21-22
|  | a) Labour charges : | [6 empty] | 21-22
|  | Skilled Electrician. | 0.6 | day | 1 | day | 650 | 390 | 21-22
|  | Semi Skilled Electrician / Lineman | 1.2 | day | 1 | day | 530 | 636 | 21-22
|  | Helper (Electrical) | 0.6 | day | 1 | day | 470 | 282 | 21-22
|  | b) Material | [6 empty] | 21-22
|  | Supply of 6A / 10A 1 Way flush type switch 1.7.1 a | 6 | Nos | 1 | No | 17 | 102 | 21-22
|  | Supply of 3 Plate Jumbo Ceiling Rose of makes Anchor / Gold Medal Olive / Million Zoom.(ELEC-19-20-1.7.1-M) | 6 | Nos | 1 | No | 21 | 126 | 21-22
|  | Supply of 14/0.3mm (1.0 Sqmm) FRLS / HFFR PVC insulated 1100V grade as per IS:694/1990 specification for Copper cable of makes Makes: Finolex / RR kabel / Havells /KEI/Polycab/Gloster. (ELEC-19-20-1.5.1) | 100 | Mtrs | 100 | Mtrs | 1208 | 1208 | 21-22
|  | Cost of Material for 6 Points | [5 empty] | 2744 | 21-22
|  | Cost of Material Rate per 1 Point | [5 empty] | 457.33 | 21-22
BLD-ELEC-2.1.4 | 7 | Supply and fixing of 6A 3/2 pin wall plug socket with 6A switch control on a common switch board with earth continuity including wire leads, earth connections along with all labour charges etc., complete. | [6 empty] | 21-22
|  | a) Labour charges : | [6 empty] | 21-22
|  | Skilled Electrician. | 0.067 | day | 1 | day | 650 | 43.55 | 21-22
|  | Helper (Electrical) | 0.067 | day | 1 | day | 470 | 31.49 | 21-22
|  | b) Material | [6 empty] | 21-22
|  | Supply of 6A / 10A 1 Way flush type switch 1.7.1 a | 1 | Nos | 1 | No | 17 | 17 | 21-22
|  | Supply of 6A / 10A 3/2 Pin flush type socket 1.7.1 d | 1 | No | 1 | No | 26 | 26 | 21-22
|  | Total Cost of Material + Labour Charges | [5 empty] | 118.04 | 21-22
BLD-ELEC-2.1.5 | 9 | Supply and fixing of 16A 3pin / 6A 3pin plug socket with indicator lamp and 16Amps fuse unit and 16 Amps switch control (5 in one) on decolam sheet covered board including earth connection and all labour charges etc., complete on wall. | [6 empty] | 21-22
|  | a) Labour charges : | [6 empty] | 21-22
|  | Skilled Electrician. | 0.1 | day | 1 | day | 650 | 65 | 21-22
|  | Helper (Electrical) | 0.1 | day | 1 | day | 470 | 47 | 21-22
|  | b) Material | [6 empty] | 21-22
|  | 20 x 15 cms (8" x6") Decolam sheet covered board ELEC-1.4.2 d | 1 | Nos | 1 | No | 44 | 44 | 21-22
|  | 16A / 20A 1 Way 1 Module Modular Switch. ELEC-1.8.1 h | 1 | No | 1 | No | 127 | 127 | 21-22
|  | 16A 3 pin / 6A 3pin Plug socket with indicator lamp, fuse unit (5 in 1) ELEC-1.8.1 g | 1 | No | 1 | No | 127 | 127 | 21-22
|  | Total Cost of Material + Labour Charges | [5 empty] | 410 | 21-22
ELE 2.1.4 | 27 | Supply and fixing of 6A 2 pin wall plug socket with 6A switch control on a common switch board with earth continuity including wire leads, earth connections along with all labour charges etc., complete. | [6 empty] | 21-22
|  | a) Labour charges : | [6 empty] | 21-22
|  | Skilled Electrician. | 0.067 | day | 1 | day | 650 | 43.55 | 21-22
|  | Helper (Electrical) | 0.067 | day | 1 | day | 470 | 31.49 | 21-22
|  | b) Material | [6 empty] | 21-22
|  | Supply of 6A / 10A 1 Way flush type switch 1.7.1 a | 1 | Nos | 1 | No | 17 | 17 | 21-22
|  | Supply of 6A / 10A 2 Pin flush type socket 1.7.1 c | 1 | No | 1 | No | 20 | 20 | 21-22
|  | Cost of Material Rate | [5 empty] | 112.04 | 21-22
Ele 3.1.3 | 29 | Supply and run of 2 of 22/0.3mm (1.5 Sq.mm) F.R P.V.C. insulated flexible copper cable in existing pipe for mains inlcuding all labour charges etc., complete | [6 empty] | 21-22
|  | Copper Cable Makes:Makes: Finolex / RR kabel / Havells /KEI/Polycab/Gloster | [6 empty] | 21-22
|  | a) Labour charges : | [6 empty] | 21-22
|  | Skilled Electrician. | 0.67 | day | 1 | day | 650 | 435.5 | 21-22
|  | Semi Skilled Electrician / Lineman | 2 | day | 1 | day | 530 | 1060 | 21-22
|  | Helper (Electrical) | 0.67 | day | 1 | day | 470 | 314.9 | 21-22
|  | b) Material | [6 empty] | 21-22
| 30 | Supply of 22/0.3mm (1.5 Sqmm) FRLS / HFFR PVC insulated 1100V grade as per IS:694/1990 specification for Copper cable of makes Finolex / RR kabel / KEI. (ELEC-19-20-1.5.1-B) | 200 | Mtrs | 100 | Mtrs | 1737 | 3474 | 21-22
|  | Cost of Material for 100 Metres | [5 empty] | 3474 | 21-22
|  | Cost of Material Rate per Mtr= C/100 | [5 empty] | 34.74 | 21-22
|  | Cost of Material for 100 Metres | [5 empty] | 6982.74 | 21-22
|  | Cost of Material Rate per Mtr= C/100 | [5 empty] | 69.83 | 21-22
Ele 3.1.2 | 8 | Supply and run of 1 of 14 /0.3mm (1.0 Sq.mm) FR P.V.C. insulated flexible copper cable in existing pipe for earth and invertor continuity including all labour charges etc., complete. | [6 empty] | 21-22
|  | a) Labour charges : | [6 empty] | 21-22
|  | Skilled Electrician. | 0.34 | day | 1 | day | 650 | 221 | 21-22
|  | Semi Skilled Electrician / Lineman | 1 | day | 1 | day | 530 | 530 | 21-22
|  | Helper (Electrical) | 0.34 | day | 1 | day | 470 | 159.8 | 21-22
|  | 14/0.3mm FR PVC copper wire 1.00 sqm | 100 | Mtrs | 100 | Mtrs | 1208 | 1208 | 21-22
|  | Cost of Material for 100 Metres | [5 empty] | 2118.8 | 21-22
|  | Cost of Material Rate per Mtr= C/100 | [5 empty] | 21.19 | 21-22
BLD-ELEC-3.1.4 | 9 | Supply and Run of 2 of 36/0.3mm (2.50 Sq.mm) with Run 1 of 22/0.3mm(1.5Sqmm) FRLS / HFFR PVC insulated flexible ISI mark copper cable in existing pipe for run of mains inlcuding all labour charges etc., complete.(Data No. ) | [6 empty] | 21-22
|  | Copper Cable Makes:Makes: Finolex / RR kabel / Havells /KEI/Polycab/Gloster | [6 empty] | 21-22
|  | a) Labour charges : | [6 empty] | 21-22
|  | Skilled Electrician. | 0.67 | day | 1 | day | 650 | 435.5 | 21-22
|  | Semi Skilled Electrician / Lineman | 2 | day | 1 | day | 530 | 1060 | 21-22
|  | Helper (Electrical) | 0.67 | day | 1 | day | 470 | 314.9 | 21-22
|  | b) Material | [6 empty] | 21-22
|  | Supply of 36/0.3mm (2.5 Sqmm) FRLS / HFFR PVC insulated 1100V grade as per IS:694/1990 specification for Copper cable of Finolex / RR kabel / Havells /KEI/Polycab/Gloster | 200 | Mtrs | 100 | Mtrs | 2806 | 5612 | 21-22
|  | Cost of Material for 100 Metres | [5 empty] | 7422.4 | 21-22
|  | Cost of Material Rate per Mtr= C/100 | [5 empty] | 74.224 | 21-22
BLD-ELEC-3.1.5 | 11 | Supply and Run of 2 of 56/0.3mm (4.00 Sq.mm) with Run 1 of 22/0.3mm(1.5Sqmm) FRLS / HFFR PVC insulated flexible ISI mark copper cable in existing pipe for run of mains inlcuding all labour charges etc., complete.(Data No. ) | [6 empty] | 21-22
|  | Copper Cable Makes: Finolex / RR kabel / Havells /KEI/Polycab/Gloster | [6 empty] | 21-22
|  | a) Labour charges : | [6 empty] | 21-22
|  | Skilled Electrician. | 1 | day | 1 | day | 650 | 650 | 21-22
|  | Semi Skilled Electrician / Lineman | 3 | day | 1 | day | 530 | 1590 | 21-22
|  | Helper (Electrical) | 1 | day | 1 | day | 470 | 470 | 21-22
|  | b) Material | [6 empty] | 21-22
|  | Supply of 56/0.3mm (4.0 Sqmm) FRLS / HFFR PVC insulated 1100V grade as per IS:694/1990 specification for Copper cable of makes Finolex / RR kabel / Havells /KEI/Polycab/Gloster. | 200 | Mtrs | 100 | Mtrs | 4284 | 8568 | 21-22
|  | Cost of Material for 100 Metres | [5 empty] | 11278 | 21-22
|  | Cost of Material Rate per Mtr= C/100 | [5 empty] | 112.78 | 21-22
BLD-ELEC-6.1.1 | 10 | Supply and Run of 2 of 6 Sq.mm WPSC Aluminium cable along with No.10 SWG G.I bearer wire through PVC cleats with all accessories including labour charges etc., complete for service mains. | [6 empty] | 21-22
|  | a) Labour charges : | [6 empty] | 21-22
|  | Skilled Electrician | 1 | day | 1 | day | 650 | 650 | 21-22
|  | Semi Skilled Electrician / Lineman | 1 | day | 1 | day | 530 | 530 | 21-22
|  | Helper (Electrical) | 1 | day | 1 | day | 470 | 470 | 21-22
|  | b) Material | [6 empty] | 21-22
|  | 6 Sq.mm WPSC Aluminium cable ELEC-1.6.1 | 200 | Mtrs | 100 | Mtrs | 1513 | 3026 | 21-22
|  | No.10 SWG G.I wire. (0.026 Kg / Mtr) Length 100 RM ELEC-8.3.6 | 6.7 | Kg | 1 | Kg | 72 | 482.4 | 21-22
|  | PVC Cleats ELEC-8.1.13 | 100 | Nos | 100 | No | 473 | 473 | 21-22
|  | Cost of Material for 100 Metres | [5 empty] | 5631.4 | 21-22
|  | Cost of Material Rate per Mtr= C/100 | [5 empty] | 56.314 | 21-22
BLD-ELEC-2.1.8 | 11 | Supply and fixing of ISI mark batten holder / angle holder on existing block, but with bulb including all connections etc., complete | [6 empty] | 21-22
|  | BH Makes: GM G Home / Gold Medal Olive / Million Zoom / Great whiteOmega/Koncept/Vimal opel/ Anchor/Vihan/CPL | [6 empty] | 21-22
|  | a) Labour charges : | [6 empty] | 21-22
|  | Skilled Electrician. | 0.05 | day | 1 | day | 650 | 32.5 | 21-22
|  | Helper (Electrical) | 0.05 | day | 1 | day | 470 | 23.5 | 21-22
|  | b) Material | [6 empty] | 21-22
|  | Supply of BH / SBH of makes GM G Home / Gold Medal Olive / Million Zoom / Great whiteOmega/Koncept/Vimal opel/ Anchor/Vihan/CPL.(ELEC--1.7.1-N) | 1 | Nos | 1 | No | 20 | 20 | 21-22
|  | 0.5W LED bulb ELEC-3.7.5 a | 1 | Nos | 1 | No | 46 | 46 | 21-22
|  | Cost of Material | [5 empty] | 122 | 21-22
Ele 9.7.35 | 8 | Supply, Transportation and Fixing of 48" (1200mm) Sweep 5 Star rated Ceiling Fan with double ball bearings but without regulator including all standard accessories and all labour charges etc., complete.(Data No. ) | [6 empty] | 21-22
|  | Ceiling Fan Makes: Crompton HS Decora / Bajaj Regal Star / Havells Spark deco / Orient summer crown /Halonix(Zephyr) /Polycab(India Glory | [6 empty] | 21-22
|  | Twin Core Wire Makes: Finolex / Polycab / Havells / V-Guard / GoldMedal / GM / Million / Vimal /Airson/CRI/ Tamra/ ollvin/Avocab | [6 empty] | 21-22
|  | a) Labour charges | [6 empty] | 21-22
|  | Skilled Electrician. | 0.125 | day | 1 | day | 650 | 81.25 | 21-22
|  | Helper (Electrical) | 0.125 | day | 1 | day | 470 | 58.75 | 21-22
|  | b) Material | [6 empty] | 21-22
|  | Supply of 23 / 0060 twin core twisted ELEC-1.5.6 | 1 | Mtr | 100 | Mtrs | 1093 | 10.93 | 21-22
|  | Stepped type fan regulator ELEC-1.7.1 I | 1 | No | 1 | No | 198 | 198 | 21-22
|  | Supply of 48" (1200mm) Sweep 5 Star rated Ceiling Fan ELEC-5.1.4 | 1 | Nos | 1 | Nos | 2645 | 2645 | 21-22
|  | Transportation Charges on Unit Cost @1% |  |  |  |  | 1% | 26.45 | 21-22
|  | Total Cost of Material + Labour Charges | [5 empty] | 3020.38 | 21-22
Ele 9.7.2 | 12 | Supply and Transportation of 48" (1200mm) Sweep 5 star rated Ceiling Fan , with double ball bearings, air delivery more than 200 cubic meter/min but without Regulator. | [6 empty] | 21-22
|  | Cost of 48" Fan ELEC-5.1.4 | 1 | Nos | 1 | Nos | 2645 | 2645 | 21-22
|  | Transportation Charges on Unit Cost @1% |  |  |  |  | 1% | 26.45 | 21-22
|  | Total Cost of Material + Labour Charges | [5 empty] | 2671.45 | 21-22
Ele 9.7.26 | 13 | Supply and fixing of Stepped Electronic fan regulator hum free step type socket size in the existing switch board. | [6 empty] | 21-22
|  | Stepped type fan regulator ELEC-1.7.1 I | 1 | Nos | 1 | Nos | 198 | 198 | 21-22
|  | Skilled Electrician. | 0.1 | day | 1 | day | 650 | 65 | 21-22
21-22
|  | Total Cost of Material + Labour Charges | [5 empty] | 263 | 21-22
Ele 9.7.35 | 14 | Labour charges for fixing of ceiling fan with regulator including transportation, 3 core wire leads etc complete | [6 empty] | 21-22
|  | a) Labour charges | [6 empty] | 21-22
|  | Skilled Electrician. | 0.125 | day | 1 | day | 650 | 81.25 | 21-22
|  | Helper (Electrical) | 0.125 | day | 1 | day | 530 | 66.25 | 21-22
|  | b) Material | [6 empty] | 21-22
|  | Supply of 23 / 0060 twin core twisted | 1 | Mtr | 100 | Mtrs | 1093 | 10.93 | 21-22
|  | Total Cost of Material + Labour Charges | [5 empty] | 158.43 | 21-22
Ele 9.7.25 | 39 | Supply and erecting 19/20mm steel tube down rod of one meter length with bolts & nuts duly painted with matching colour of fan complete | [6 empty] | 21-22
|  | a) Labour charges | [6 empty] | 21-22
|  | Helper (Electrical) | 0.1 | day | 1 | day | 530 | 53 | 21-22
|  | b) Material | [6 empty] | 21-22
|  | 19/20mm steel tube down rod with bolts & nuts for fan with maching colour. | 1 | No | 1 | No | 94 | 94 | 21-22
|  | Total Cost of Material + Labour Charges | [5 empty] | 147 | 21-22
Ele 9.7.24 | 15 | Supply and erecting fan hook of 12/15mm dia M.S. rod / bar grouted in RCC slab with making the slab as original. | [6 empty] | 21-22
|  | Initial cost ELEC-8.1.20 | 1 | Nos | 1 | Nos | 33 | 33 | 21-22
|  | Mason | 0.166 | day | 1 | day | 585 | 97.11 | 21-22
|  | Helper | 0.166 | day | 1 | day | 470 | 78.02 | 21-22
[8 empty] | 208.13 | 21-22
BLD-ELEC- 8.2.2 and 7.9.3 | 16 | Supply and Transportation and fixing of 1200 mm length,Box type powder coatedtube light luminaire with necessary wiring suitable for fixing 2 Nos retrofit T8 LED tubes but without tube and choke Makes: Phillips / Crompton /Bajaj/Surya/Havells/HPL | [6 empty] | 21-22
|  | a) Labour charges | [6 empty] | 21-22
|  | Skilled Electrician. | 0.1 | day | 1 | day | 650 | 65 | 21-22
|  | Semi Skilled Electrician / Lineman | 0.1 | day | 1 | day | 530 | 53 | 21-22
|  | b) Material | [6 empty] | 21-22
|  | Supply of 23 / 0060 twin core twisted ELEC-1.5.6) | 1 | Mtr | 100 | Mtrs | 1093 | 10.93 | 21-22
|  | Supply of 1200 mm length,Box typ. (ELEC--3.8.18) | 1 | No | 1 | No | 267 | 267 | 21-22
|  | Cost of Material | [5 empty] | 395.93 | 21-22
21-22
BLD ELE 4.4.1 | 17 | Supply and fixing SPN Distribution board with IP-20 protection suitable for single phase Earth Leakage Circute Braker (ELCB) / Residual Current Circute Braker (RCCB) / Double Pole (DP) Isolator as incomer and 10kA SP MCBs as out going including internal connections and labour charges for surface / flush mounting etc., complete. | [6 empty] | 21-22
|  | a) Labour charges | [6 empty] | 21-22
|  | Skilled Electrician. | 0.5 | day | 1 | day | 650 | 325 | 21-22
|  | Semi Skilled Electrician | 0.5 | day | 1 | day | 530 | 265 | 21-22
|  | Helper (Electrical) | 1 | day | 1 | day | 470 | 470 | 21-22
|  | b) Material | [6 empty] | 21-22
|  | SPN 4way D.B with IP-20 Protection suitable for single phase ECCB / RCCB/ DP Isolator. ELEC-2.13.1a | 1 | Nos | 1 | No | 963 | 963 | 21-22
|  | 40A D.P.Isolator / ECCB / RCCB ELEC-2.11.1 b | 1 | Nos | 1 | No | 396 | 396 | 21-22
|  | 10 kA - 6-32A range SP MCBs ELEC-2.10.1 a | 4 | Nos | 1 | No | 209 | 836 | 21-22
|  | Total Cost of Material + Labour Charges | [5 empty] | 3255 | 21-22
| 18 | Supply and fixing of 2 Nos of 32A, 240V Porcelain Rewirable Fuse Units of makes : GM / Sputnik / Kundancab / Million / Gold Medal / Vimal / Star / Benlo on 12" x 18" peta board with connections and labour charges etc complete. | [6 empty] | 21-22
|  | b) Material | [6 empty] | 21-22
|  | 32 A 240V Porcelain Rewirable Fuse Units.2.7.1.a | 2 | Nos | 1 | No | 110 | 220 | 21-22
|  | Supply of 6.0 Sqmm PVC insulated flexible Copper cable. 1.5.2.e | 4 | Rm | 1 | No | 58.65 | 234.6 | 21-22
|  | Peeta Board of Size 15" x 20" 1.4.3.c | 1 | Nos | 1 | No | 209 | 209 | 21-22
|  | a) Labour charges | [6 empty] | 21-22
|  | Skilled Electrician. | 0.2 | day | 1 | day | 650 | 130 | 21-22
|  | Semi Skilled Electrician | 0.2 | day | 1 | day | 530 | 106 | 21-22
|  | Helper (Electrical) | 0.2 | day | 1 | day | 530 | 106 | 21-22
|  | Total Cost of Material + Labour Charges | [5 empty] | 1005.6 | 21-22
BLD ELE 5.1.1 | 19 | Providing independent earthling by excavating a pit to a depth of 2.25Mt in all soils, as per size specified in the Data, using 40mm dia 'B' class GI pipe of 2.5 Mtrs length with necessary No.8 G.I. double earth wire and accessories with 18" dia 2" thick hume pipe ring duly providing staggered holes including filling with 20Kg Salt and 40Kg Charcoal or 40Kg bentonite powder in layers and all labour charges etc., complete.(Data No. ) | [6 empty] | 21-22
|  | b) labour charges for fixing pipe ring and connections | [6 empty] | 21-22
|  | Semi Skilled Electrician / Lineman | 0.5 | Nos | 1 | No | 530 | 265 | 21-22
|  | Helper (Electrical) | 0.5 | day | 1 | day | 470 | 235 | 21-22
|  | a) Material | [6 empty] | 21-22
|  | 40mm Nominal Bore Medium grade G.I.Pipe. ELEC-8.4.17d | 2.5 | Mtr | 1 | Mtr | 385 | 962.5 | 21-22
|  | 25mm x 6 mm G.I.Strip (ELEC-8.3.6 | 0.24 | Kgs | 1 | Kg | 72 | 17.28 | 21-22
|  | No.8 G.I.Wire (ELEC-8.3.6) | 0.83 | Kgs | 1 | kg | 72 | 59.76 | 21-22
|  | Drilling of 16 Nos through holes of 12mm dia to G.I pipe. ELEC-8.4.20 | 16 | Nos | 1 | No | 7 | 112 | 21-22
|  | G.I Nuts, Bolts an Washers each set. ELEC-8.4.21 | 2 | Sets | 1 | Set | 13 | 26 | 21-22
|  | 18" dia 2" thick hume pipe ring. ELEC-8.4.22 | 1 | No | 1 | No | 275 | 275 | 21-22
|  | 2" thick CC cover for hume pipe ring with handle.ELEC-8.4.24 | 1 | No | 1 | No | 143 | 143 | 21-22
|  | Hard Coke ELEC-8.1.10 | 40 | Kg | 1 | Kg | 22 | 880 | 21-22
|  | Salt. ELEC-8.1.11 | 20 | Kg | 1 | Kg | 17 | 340 | 21-22
|  | Earth Work Excavation of Hard gravel Soil with small boulder for trench 1st step of size 1.2 x 0.6 x 0.9 m (4'x2'x3') ELEC-8.4.19 | 0.65 | cum | 1 | cum | 275 | 178.75 | 21-22
|  | Excavation of Hard disteggrated rocks and boulders for trench 2nd Step of size 0.9 x 0.6 x 1.2 m (3'x2'x4') ELEC-8.4.19 | 0.65 | cum | 1 | cum | 275 | 178.75 | 21-22
|  | 25% extra for narrow trench & pit and back filling with Sand, Coke, Salt etc., and leveling | 25% |  |  |  | 357.5 | 89.375 | 21-22
|  | Sundries such as Lugs and Saddles | [5 empty] | 9.52 | 21-22
|  | Cost of Material | [5 empty] | 3771.935 | 21-22
| 28 | Supply and transportation of 20 W LED Street light Luminaire made of pressure diecast alluminium body with powder coated, having protective toughned glass, Supply Input voltage 120 - 270 V AC, P.F > 0.90, high power LED's having System efficacy > 100 lm/W and junction temprature < 70°C, with Ingrees protection IP66, Luminaire performance complies to IS 10322 (Part 5 / Sec-3), Driver surge protection 4KV, external Surge protection 10 KV with optics distribution , THD<10% at 110 Volts AC, driver efficiency >90%, CCT: 3000K - 5700K, minimum CRI>70, etc., complete | [6 empty] | 21-22
|  | Initial Cost ELEC-3.8.23 a | 1 | No | 1 | No | 1822 | 1822 | 21-22
|  | Cost of Material | [5 empty] | 1822 | 21-22
| 28 | Supply and transportation of 60 W LED Street light Luminaire made of pressure diecast alluminium body with powder coated, having protective toughned glass, Supply Input voltage 120 - 270 V AC, P.F > 0.90, high power LED's having System efficacy > 100 lm/W and junction temprature < 70°C, with Ingrees protection IP66, Luminaire performance complies to IS 10322 (Part 5 / Sec-3), Driver surge protection 4KV, external Surge protection 10 KV with optics distribution , THD<10% at 110 Volts AC, driver efficiency >90%, CCT: 3000K - 5700K, minimum CRI>70, etc., complete | [6 empty] | 21-22
|  | Initial Cost ELEC-3.8.23 d | 1 | No | 1 | No | 5428 | 5428 | 21-22
|  | Cost of Material | [5 empty] | 5428 | 21-22
|  | AS PER SSR 2022-23 | [6 empty] | 22-23
Ele 1.4.2 (b) | 1 | Supply and Fixing of 25mm dia 1.8mm thick PVC pipe (ISI MARK) concealed in Roof Slabs with all required accessories including masonary work and labour charges etc., complete. | [6 empty] | 22-23
|  | Taking Output = 100 M | [6 empty] | 22-23
|  | a) Labour charges : | [6 empty] | 22-23
|  | Skilled Electrician | 2 | day | 1 | day | 700 | 1400 | 22-23
|  | Semi Skilled Electrician | 2 | day | 1 | day | 570 | 1140 | 22-23
|  | Helper (Electrical) | 2 | day | 1 | day | 505 | 1010 | 22-23
|  | b) Material | [6 empty] | 22-23
ELEC-1.1.3a |  | 25mm dia 1,2,3 & 4 way deep Junction Box | 12 | Nos | 1 | No | 78 | 936 | 22-23
ELEC-1.2.8 b |  | 25mm PVC bends | 12 | Nos | 1 | No | 11 | 132 | 22-23
ELEC-1.2.2 b |  | 25mm dia 1.8mm thick PVC pipe | 100 | Mtr | 1 | Mtr | 34 | 3400 | 22-23
|  | Material Rate for 100 Mtrs | [5 empty] | 8018 | 22-23
|  | Material Rate for 1 Mtr | [5 empty] | 80.18 | 22-23
Ele 1.4.2 (a) | 2 | Supply and Fixing of 25mm dia 1.8mm thick PVC pipe (ISI MARK) concealed in wall with all required accessories including masonary work and labour charges etc., complete. | [6 empty] | 22-23
|  | Taking Output = 100 M | [6 empty] | 22-23
|  | a) Labour charges : | [6 empty] | 22-23
|  | Skilled Electrician | 2 | day | 1 | day | 700 | 1400 | 22-23
|  | Semi Skilled Electrician | 2 | day | 1 | day | 570 | 1140 | 22-23
|  | Helper (Electrical) | 2 | day | 1 | day | 505 | 1010 | 22-23
|  | Mason Ist class | 2 | day | 1 | day | 630 | 1260 | 22-23
|  | b) Material | [6 empty] | 22-23
ELEC-1.2.2 b |  | 25mm dia 1.8mm thick PVC pipe | 100 | Nos | 1 | No | 34 | 3400 | 22-23
ELEC-8.1.4 |  | U' Links | 200 | Nos | 100 | No | 36 | 72 | 22-23
ELEC-1.2.6 b |  | 25mm dia 1,2,3 & 4 way deep Junction Box | 12 | Nos | 1 | No | 26 | 312 | 22-23
ELEC-1.2.8 b |  | 25mm PVC bends | 12 | Nos | 1 | No | 11 | 132 | 22-23
|  | Cement | 50 | Kg | 1 | Kg | 4.7 | 235 | 22-23
|  | Material Rate for 100 Mtrs | [5 empty] | 8961 | 22-23
|  | Material Rate for 1 Mtr | [5 empty] | 89.61 | 22-23
22-23
| 3 | Labour charges for Grooves 2-3mm thick for PVC pipes | [6 empty] | 22-23
|  | Initial cost BMM-V.51 | 1 | Rm | 1 | Rm | 64 | 64 | 22-23
[8 empty] | 64 | 22-23
| 3 | Supply of Hot Dip galvanized 20/18 SWG Module box with earthing terminal for 12 Module box | [6 empty] | 22-23
|  | Initial cost ELEC-1.3.1 f | 1 | Nos | 1 | Nos | 245 | 245 | 22-23
[8 empty] | 245 | 22-23
| 4 | Supply of Hot Dip galvanized 20/18 SWG Module box with earthing terminal for 8 Module box | [6 empty] | 22-23
|  | Initial cost ELEC-1.3.1 e | 1 | Nos | 1 | Nos | 203 | 203 | 22-23
[8 empty] | 203 | 22-23
| 3 | Supply of Hot Dip galvanized 20/18 SWG Module box with earthing terminal for 6 Module box | [6 empty] | 22-23
|  | Initial cost ELEC-1.3.1 d | 1 | Nos | 1 | Nos | 155 | 155 | 22-23
[8 empty] | 155 | 22-23
| 4 | Supply of Hot Dip galvanized 20/18 SWG Module box with earthing terminal for 4 Module box | [6 empty] | 22-23
|  | Initial cost ELEC-1.3.1 c | 1 | Nos | 1 | Nos | 114 | 114 | 22-23
[8 empty] | 114 | 22-23
| 8 | Supply of Hot Dip galvanized 20/18 SWG Module box with earthing terminal for 18 Module box | [6 empty] | 22-23
|  | Initial cost ELEC-1.3.1 f 12M | 1 | Nos | 1 | Nos | 245 | 245 | 22-23
|  | Initial cost ELEC-1.3.1 d 6M | 1 | Nos | 1 | Nos | 155 | 155 | 22-23
[8 empty] | 400 | 22-23
| 9 | Supply of Hot Dip galvanized 20/18 SWG Module box with earthing terminal for 16 Module box | [6 empty] | 22-23
|  | Initial cost ELEC-1.3.1 f 12M | 1 | Nos | 1 | Nos | 245 | 245 | 22-23
|  | Initial cost ELEC-1.8.3 c 4M | 1 | Nos | 1 | Nos | 114 | 114 | 22-23
[8 empty] | 359 | 22-23
| 5 | Supply of Hot Dip galvanized 20/18 SWG Module box with earthing terminal for 2 Module box | [6 empty] | 22-23
|  | Initial cost ELEC-1.3.1 a | 1 | Nos | 1 | Nos | 68 | 68 | 22-23
[8 empty] | 68 | 22-23
| 5 | Supply of Cover frames for 12 module box | [6 empty] | 22-23
|  | Initial cost ELEC-1.8.3 f | 1 | Nos | 1 | Nos | 209 | 209 | 22-23
[8 empty] | 209 | 22-23
| 6 | Supply of Cover frames for 8 module box | [6 empty] | 22-23
|  | Initial cost ELEC-1.8.3 e | 1 | Nos | 1 | Nos | 171 | 171 | 22-23
[8 empty] | 171 | 22-23
| 10 | Supply of Cover frames for 6 module box | [6 empty] | 22-23
|  | Initial cost ELEC-1.8.3 d 6M | 1 | Nos | 1 | Nos | 132 | 132 | 22-23
[8 empty] | 132 | 22-23
| 11 | Supply of Cover frames for 4 module box | [6 empty] | 22-23
|  | Initial cost ELEC-1.8.3 c | 1 | Nos | 1 | Nos | 88 | 88 | 22-23
[8 empty] | 88 | 22-23
| 15 | Supply of Cover frames for 18 module box | [6 empty] | 22-23
|  | Initial cost ELEC-1.8.3 f 12M | 1 | Nos | 1 | Nos | 209 | 209 | 22-23
|  | Initial cost ELEC-1.8.3 d 6M | 1 | Nos | 1 | Nos | 132 | 132 | 22-23
[8 empty] | 341 | 22-23
| 12 | Supply of Cover frames for 2 module box | [6 empty] | 22-23
|  | Initial cost ELEC-1.8.3 a | 1 | Nos | 1 | Nos | 66 | 66 | 22-23
[8 empty] | 66 | 22-23
22-23
| 7 | Supply and fixing of 6A flush type Neon Indicator. | [6 empty] | 22-23
|  | Initial cost ELEC-1.7.1 e | 1 | Nos | 1 | Nos | 21 | 21 | 22-23
[8 empty] | 21 | 22-23
| 18 | Supply of 9" (225mm), Light duty exhaust fan with double ball bearing and wire guard etc complete. | [6 empty] | 22-23
|  | Initial cost ELEC-5.1.12 | 1 | Nos | 1 | Nos | 1634 | 1634 | 22-23
[8 empty] | 1634 | 22-23
BLD-ELEC-2.1.1 | 7 | Wiring with run of 2 of 14/0.3mm (1.0 Sq.mm) FRLS / HFFR PVC insulated flexible ISI mark copper cable in existing PVC conduit pipe including Supply and fixing of 6A/10A ISI Mark 1way Modular switch in existing Surface or Concealed pipe wiring including cost and conveyance of all material and all labour charges etc., complete for light and bell points | [6 empty] | 22-23
|  | Copper Cable Makes:Makes: Finolex / RR kabel / Havells /KEI/Polycab/Gloster | [6 empty] | 22-23
|  | Accessories Makes:Makes: Legrand Arteor / Schneider Zen celo/ Crabtree Murano or Amare/L&Tenglaze/GM-Zenova/ Goldmedal (GIFA) | [6 empty] | 22-23
|  | a) Labour charges : | [6 empty] | 22-23
|  | Skilled Electrician. | 0.6 | day | 1 | day | 700 | 420 | 22-23
|  | Semi Skilled Electrician / Lineman | 1.2 | day | 1 | day | 570 | 684 | 22-23
|  | Helper (Electrical) | 0.6 | day | 1 | day | 505 | 303 | 22-23
|  | b) Material | [6 empty] | 22-23
|  | Supply of 6A / 10A 1 Way flush type switch 1.7.1 a | 6 | Nos | 1 | No | 18 | 108 | 22-23
|  | Supply of 14/0.3mm (1.0 Sqmm) FRLS / HFFR PVC insulated 1100V grade as per IS:694/1990 specification for Copper cable of makes Makes: Finolex / RR kabel / Havells /KEI/Polycab/Gloster. (ELEC-1.5.1) | 100 | Mtrs | 100 | Mtrs | 1375 | 1375 | 22-23
|  | Cost of Material for 6 Points | [5 empty] | 2890 | 22-23
|  | Cost of Material Rate per 1 Point | [5 empty] | 481.67 | 22-23
BLD-ELEC-2.1.1 | 2 | Wiring with run of 2 of 14/0.3mm (1.0 Sq.mm) FRLS / HFFR PVC insulated flexible ISI mark copper cable in existing PVC conduit pipe including Supply and fixing of Jumbo Ceiling rose and 6A/10A ISI Mark 1way Modular switch in existing Surface or Concealed pipe wiring including cost and conveyance of all material and all labour charges etc., complete for Fan points | [6 empty] | 22-23
|  | Copper Cable Makes:Makes: Finolex / RR kabel / Havells /KEI/Polycab/Gloster | [6 empty] | 22-23
|  | Accessories Makes:Makes: Legrand Arteor / Schneider Zen celo/ Crabtree Murano or Amare/L&Tenglaze/GM-Zenova/ Goldmedal (GIFA) | [6 empty] | 22-23
|  | a) Labour charges : | [6 empty] | 22-23
|  | Skilled Electrician. | 0.6 | day | 1 | day | 700 | 420 | 22-23
|  | Semi Skilled Electrician / Lineman | 1.2 | day | 1 | day | 570 | 684 | 22-23
|  | Helper (Electrical) | 0.6 | day | 1 | day | 505 | 303 | 22-23
|  | b) Material | [6 empty] | 22-23
|  | Supply of 6A / 10A 1 Way flush type switch 1.7.1 a | 6 | Nos | 1 | No | 18 | 108 | 22-23
|  | Supply of 3 Plate Jumbo Ceiling Rose of makes Anchor / Gold Medal Olive / Million Zoom.(ELEC-19-20-1.7.1-M) | 6 | Nos | 1 | No | 22 | 132 | 22-23
|  | Supply of 14/0.3mm (1.0 Sqmm) FRLS / HFFR PVC insulated 1100V grade as per IS:694/1990 specification for Copper cable of makes Makes: Finolex / RR kabel / Havells /KEI/Polycab/Gloster. (ELEC-1.5.1) | 100 | Mtrs | 100 | Mtrs | 1375 | 1375 | 22-23
|  | Cost of Material for 6 Points | [5 empty] | 3022 | 22-23
|  | Cost of Material Rate per 1 Point | [5 empty] | 503.67 | 22-23
BLD-ELEC-2.1.4 | 9 | Supply and fixing of 6A 3/2 pin wall plug socket with 6A switch control on a common switch board with earth continuity including wire leads, earth connections along with all labour charges etc., complete. | [6 empty] | 22-23
|  | a) Labour charges : | [6 empty] | 22-23
|  | Skilled Electrician. | 0.067 | day | 1 | day | 700 | 46.9 | 22-23
|  | Helper (Electrical) | 0.067 | day | 1 | day | 505 | 33.835 | 22-23
|  | b) Material | [6 empty] | 22-23
|  | Supply of 6A / 10A 1 Way flush type switch 1.7.1 a | 1 | Nos | 1 | No | 18 | 18 | 22-23
|  | Supply of 6A / 10A 3/2 Pin flush type socket 1.7.1 d | 1 | No | 1 | No | 27 | 27 | 22-23
|  | Total Cost of Material + Labour Charges | [5 empty] | 125.735 | 22-23
BLD-ELEC-2.1.5 | 9 | Supply and fixing of 16A 3pin / 6A 3pin plug socket with indicator lamp and 16Amps fuse unit and 16 Amps switch control (5 in one) on decolam sheet covered board including earth connection and all labour charges etc., complete on wall. | [6 empty] | 22-23
|  | a) Labour charges : | [6 empty] | 22-23
|  | Skilled Electrician. | 0.1 | day | 1 | day | 700 | 70 | 22-23
|  | Helper (Electrical) | 0.1 | day | 1 | day | 505 | 50.5 | 22-23
|  | b) Material | [6 empty] | 22-23
|  | 20 x 15 cms (8" x6") Decolam sheet covered board ELEC-1.4.2 d | 1 | Nos | 1 | No | 48 | 48 | 22-23
|  | 16A / 20A 1 Way 1 Module Modular Switch. ELEC-1.8.1 h | 1 | No | 1 | No | 127 | 127 | 22-23
|  | 16A 3 pin / 6A 3pin Plug socket with indicator lamp, fuse unit (5 in 1) ELEC-1.8.1 g | 1 | No | 1 | No | 127 | 127 | 22-23
|  | Total Cost of Material + Labour Charges | [5 empty] | 422.5 | 22-23
ELE 2.1.4 | 27 | Supply and fixing of 6A 2 pin wall plug socket with 6A switch control on a common switch board with earth continuity including wire leads, earth connections along with all labour charges etc., complete. | [6 empty] | 22-23
|  | a) Labour charges : | [6 empty] | 22-23
|  | Skilled Electrician. | 0.067 | day | 1 | day | 700 | 46.9 | 22-23
|  | Helper (Electrical) | 0.067 | day | 1 | day | 505 | 33.835 | 22-23
|  | b) Material | [6 empty] | 22-23
|  | Supply of 6A / 10A 1 Way flush type switch 1.7.1 a | 1 | Nos | 1 | No | 18 | 18 | 22-23
|  | Supply of 6A / 10A 2 Pin flush type socket 1.7.1 c | 1 | No | 1 | No | 21 | 21 | 22-23
|  | Cost of Material Rate | [5 empty] | 119.735 | 22-23
Ele 3.1.3 | 29 | Supply and run of 2 of 22/0.3mm (1.5 Sq.mm) F.R P.V.C. insulated flexible copper cable in existing pipe for mains inlcuding all labour charges etc., complete | [6 empty] | 22-23
|  | Copper Cable Makes:Makes: Finolex / RR kabel / Havells /KEI/Polycab/Gloster | [6 empty] | 22-23
|  | a) Labour charges : | [6 empty] | 22-23
|  | Skilled Electrician. | 0.67 | day | 1 | day | 700 | 469 | 22-23
|  | Semi Skilled Electrician / Lineman | 2 | day | 1 | day | 570 | 1140 | 22-23
|  | Helper (Electrical) | 0.67 | day | 1 | day | 505 | 338.35 | 22-23
|  | b) Material | [6 empty] | 22-23
| 30 | Supply of 22/0.3mm (1.5 Sqmm) FRLS / HFFR PVC insulated 1100V grade as per IS:694/1990 specification for Copper cable of makes Finolex / RR kabel / KEI. (ELEC-19-20-1.5.1-B) | 200 | Mtrs | 100 | Mtrs | 1977 | 3954 | 22-23
|  | Cost of Material for 100 Metres | [5 empty] | 3954 | 22-23
|  | Cost of Material Rate per Mtr= C/100 | [5 empty] | 39.54 | 22-23
|  | Cost of Material for 100 Metres | [5 empty] | 7947.54 | 22-23
|  | Cost of Material Rate per Mtr= C/100 | [5 empty] | 79.48 | 22-23
Ele 3.1.2 | 3 | Supply and run of 1 of 14 /0.3mm (1.0 Sq.mm) FR P.V.C. insulated flexible copper cable in existing pipe for earth and invertor continuity including all labour charges etc., complete. | [6 empty] | 22-23
|  | a) Labour charges : | [6 empty] | 22-23
|  | Skilled Electrician. | 0.34 | day | 1 | day | 700 | 238 | 22-23
|  | Semi Skilled Electrician / Lineman | 1 | day | 1 | day | 570 | 570 | 22-23
|  | Helper (Electrical) | 0.34 | day | 1 | day | 505 | 171.7 | 22-23
|  | 14/0.3mm FR PVC copper wire 1.00 sqm | 100 | Mtrs | 100 | Mtrs | 1375 | 1375 | 22-23
|  | Cost of Material for 100 Metres | [5 empty] | 2354.7 | 22-23
|  | Cost of Material Rate per Mtr= C/100 | [5 empty] | 23.55 | 22-23
BLD-ELEC-3.1.4 | 10 | Supply and Run of 2 of 36/0.3mm (2.50 Sq.mm) with Run 1 of 22/0.3mm(1.5Sqmm) FRLS / HFFR PVC insulated flexible ISI mark copper cable in existing pipe for run of mains inlcuding all labour charges etc., complete.(Data No. ) | [6 empty] | 22-23
|  | Copper Cable Makes:Makes: Finolex / RR kabel / Havells /KEI/Polycab/Gloster | [6 empty] | 22-23
|  | a) Labour charges : | [6 empty] | 22-23
|  | Skilled Electrician. | 0.67 | day | 1 | day | 700 | 469 | 22-23
|  | Semi Skilled Electrician / Lineman | 2 | day | 1 | day | 570 | 1140 | 22-23
|  | Helper (Electrical) | 0.67 | day | 1 | day | 505 | 338.35 | 22-23
|  | b) Material | [6 empty] | 22-23
|  | Supply of 36/0.3mm (2.5 Sqmm)ELE 1.5.1 C | 200 | Mtrs | 100 | Mtrs | 3193 | 6386 | 22-23
|  | Cost of Material for 100 Metres | [5 empty] | 8333.35 | 22-23
|  | Cost of Material Rate per Mtr= C/100 | [5 empty] | 83.3335 | 22-23
BLD-ELEC-3.1.5 | 11 | Supply and Run of 2 of 56/0.3mm (4.00 Sq.mm) with Run 1 of 22/0.3mm(1.5Sqmm) FRLS / HFFR PVC insulated flexible ISI mark copper cable in existing pipe for run of mains inlcuding all labour charges etc., complete.(Data No. ) | [6 empty] | 22-23
|  | Copper Cable Makes: Finolex / RR kabel / Havells /KEI/Polycab/Gloster | [6 empty] | 22-23
|  | a) Labour charges : | [6 empty] | 22-23
|  | Skilled Electrician. | 1 | day | 1 | day | 700 | 700 | 22-23
|  | Semi Skilled Electrician / Lineman | 3 | day | 1 | day | 570 | 1710 | 22-23
|  | Helper (Electrical) | 1 | day | 1 | day | 505 | 505 | 22-23
|  | b) Material | [6 empty] | 22-23
|  | Supply of 56/0.3mm (4.0 Sqmm) FRLS / HFFR PVC insulated 1100V grade as per IS:694/1990 specification for Copper cable of makes Finolex / RR kabel / Havells /KEI/Polycab/Gloster. | 200 | Mtrs | 100 | Mtrs | 4875 | 9750 | 22-23
|  | Cost of Material for 100 Metres | [5 empty] | 12665 | 22-23
|  | Cost of Material Rate per Mtr= C/100 | [5 empty] | 126.65 | 22-23
BLD-ELEC-6.1.1 | 4 | Supply and Run of 2 of 6 Sq.mm WPSC Aluminium cable along with No.10 SWG G.I bearer wire through PVC cleats with all accessories including labour charges etc., complete for service mains. | [6 empty] | 22-23
|  | a) Labour charges : | [6 empty] | 22-23
|  | Skilled Electrician | 1 | day | 1 | day | 700 | 700 | 22-23
|  | Semi Skilled Electrician / Lineman | 1 | day | 1 | day | 570 | 570 | 22-23
|  | Helper (Electrical) | 1 | day | 1 | day | 505 | 505 | 22-23
|  | b) Material | [6 empty] | 22-23
|  | 6 Sq.mm WPSC Aluminium cable ELEC-1.6.1 | 200 | Mtrs | 100 | Mtrs | 1816 | 3632 | 22-23
|  | No.10 SWG G.I wire. (0.026 Kg / Mtr) Length 100 RM ELEC-8.3.6 | 6.7 | Kg | 1 | Kg | 79 | 529.3 | 22-23
|  | PVC Cleats ELEC-8.1.13 | 100 | Nos | 100 | No | 520 | 520 | 22-23
|  | Cost of Material for 100 Metres | [5 empty] | 6456.3 | 22-23
|  | Cost of Material Rate per Mtr= C/100 | [5 empty] | 64.563 | 22-23
BLD-ELEC-2.1.8 | 11 | Supply and fixing of ISI mark batten holder / angle holder on existing block, but with bulb including all connections etc., complete | [6 empty] | 22-23
|  | BH Makes: GM G Home / Gold Medal Olive / Million Zoom / Great whiteOmega/Koncept/Vimal opel/ Anchor/Vihan/CPL | [6 empty] | 22-23
|  | a) Labour charges : | [6 empty] | 22-23
|  | Skilled Electrician. | 0.05 | day | 1 | day | 700 | 35 | 22-23
|  | Helper (Electrical) | 0.05 | day | 1 | day | 505 | 25.25 | 22-23
|  | b) Material | [6 empty] | 22-23
|  | Supply of BH / SBH of makes .(ELEC--1.7.1-N) | 1 | Nos | 1 | No | 21 | 21 | 22-23
|  | 0.5W LED bulb ELEC-3.7.5 a | 1 | Nos | 1 | No | 46 | 46 | 22-23
|  | Cost of Material | [5 empty] | 127.25 | 22-23
Ele 9.7.35 | 13 | Supply, Transportation and Fixing of 48" (1200mm) Sweep 5 Star rated Ceiling Fan with double ball bearings but without regulator including all standard accessories and all labour charges etc., complete.(Data No. ) | [6 empty] | 22-23
|  | Ceiling Fan Makes: Crompton HS Decora / Bajaj Regal Star / Havells Spark deco / Orient summer crown /Halonix(Zephyr) /Polycab(India Glory | [6 empty] | 22-23
|  | Twin Core Wire Makes: Finolex / Polycab / Havells / V-Guard / GoldMedal / GM / Million / Vimal /Airson/CRI/ Tamra/ ollvin/Avocab | [6 empty] | 22-23
|  | a) Labour charges | [6 empty] | 22-23
|  | Skilled Electrician. | 0.125 | day | 1 | day | 700 | 87.5 | 22-23
|  | Helper (Electrical) | 0.125 | day | 1 | day | 505 | 63.125 | 22-23
|  | b) Material | [6 empty] | 22-23
|  | Supply of 23 / 0060 twin core twisted ELEC-1.5.6 | 1 | Mtr | 100 | Mtrs | 1244 | 12.44 | 22-23
|  | Stepped type fan regulator ELEC-1.7.1 I | 1 | No | 1 | No | 208 | 208 | 22-23
|  | Supply of 48" (1200mm) Sweep 5 Star rated Ceiling Fan ELEC-5.1.4 | 1 | Nos | 1 | Nos | 2912 | 2912 | 22-23
|  | Transportation Charges on Unit Cost @1% |  |  |  |  | 1% | 29.12 | 22-23
|  | Total Cost of Material + Labour Charges | [5 empty] | 3312.185 | 22-23
Ele 9.7.2 | 12 | Supply and Transportation of 48" (1200mm) Sweep 5 star rated Ceiling Fan , with double ball bearings, air delivery more than 200 cubic meter/min but without Regulator. | [6 empty] | 22-23
|  | Cost of 48" Fan ELEC-5.1.4 | 1 | Nos | 1 | Nos | 2912 | 2912 | 22-23
|  | Transportation Charges on Unit Cost @1% |  |  |  |  | 1% | 29.12 | 22-23
|  | Total Cost of Material + Labour Charges | [5 empty] | 2941.12 | 22-23
Ele 9.7.26 | 13 | Supply and fixing of Stepped Electronic fan regulator hum free step type socket size in the existing switch board. | [6 empty] | 22-23
|  | Stepped type fan regulator ELEC-1.7.1 I | 1 | Nos | 1 | Nos | 208 | 208 | 22-23
|  | Skilled Electrician. | 0.1 | day | 1 | day | 700 | 70 | 22-23
22-23
|  | Total Cost of Material + Labour Charges | [5 empty] | 278 | 22-23
Ele 9.7.35 | 14 | Labour charges for fixing of ceiling fan with regulator including transportation, 3 core wire leads etc complete | [6 empty] | 22-23
|  | a) Labour charges | [6 empty] | 22-23
|  | Skilled Electrician. | 0.125 | day | 1 | day | 700 | 87.5 | 22-23
|  | Helper (Electrical) | 0.125 | day | 1 | day | 505 | 63.125 | 22-23
|  | b) Material | [6 empty] | 22-23
|  | Supply of 23 / 0060 twin core twisted | 1 | Mtr | 100 | Mtrs | 1244 | 12.44 | 22-23
|  | Total Cost of Material + Labour Charges | [5 empty] | 163.065 | 22-23
Ele 9.7.25 | 39 | Supply and erecting 19/20mm steel tube down rod of one meter length with bolts & nuts duly painted with matching colour of fan complete | [6 empty] | 22-23
|  | a) Labour charges | [6 empty] | 22-23
|  | Helper (Electrical) | 0.1 | day | 1 | day | 505 | 50.5 | 22-23
|  | b) Material | [6 empty] | 22-23
|  | 19/20mm steel tube down rod with bolts & nuts for fan with maching colour. | 1 | No | 1 | No | 111 | 111 | 22-23
|  | Total Cost of Material + Labour Charges | [5 empty] | 161.5 | 22-23
Ele 9.7.24 | 15 | Supply and erecting fan hook of 12/15mm dia M.S. rod / bar grouted in RCC slab with making the slab as original. | [6 empty] | 22-23
|  | Initial cost ELEC-8.1.20 | 1 | Nos | 1 | Nos | 39 | 39 | 22-23
|  | Mason | 0.166 | day | 1 | day | 630 | 104.58 | 22-23
|  | Helper | 0.166 | day | 1 | day | 525 | 87.15 | 22-23
[8 empty] | 230.73 | 22-23
BLD-ELEC- 8.2.2 and 7.9.3 | 14 | Supply and Transportation and fixing of 1200 mm length,Box type powder coatedtube light luminaire with necessary wiring suitable for fixing 2 Nos retrofit T8 LED tubes but without tube and choke Makes: Phillips / Crompton /Bajaj/Surya/Havells/HPL | [6 empty] | 22-23
|  | a) Labour charges | [6 empty] | 22-23
|  | Skilled Electrician. | 0.1 | day | 1 | day | 700 | 70 | 22-23
|  | Semi Skilled Electrician / Lineman | 0.1 | day | 1 | day | 570 | 57 | 22-23
|  | b) Material | [6 empty] | 22-23
|  | Supply of 23 / 0060 twin core twisted ELEC-1.5.6) | 1 | Mtr | 100 | Mtrs | 1244 | 12.44 | 22-23
|  | Supply of 1200 mm length,Box typ. (ELEC--3.8.18) | 1 | No | 1 | No | 267 | 267 | 22-23
|  | Cost of Material | [5 empty] | 406.44 | 22-23
22-23
BLD ELE 4.4.1 | 12 | Supply and fixing SPN Distribution board with IP-20 protection suitable for single phase Earth Leakage Circute Braker (ELCB) / Residual Current Circute Braker (RCCB) / Double Pole (DP) Isolator as incomer and 10kA SP MCBs as out going including internal connections and labour charges for surface / flush mounting etc., complete. | [6 empty] | 22-23
|  | a) Labour charges | [6 empty] | 22-23
|  | Skilled Electrician. | 0.5 | day | 1 | day | 700 | 350 | 22-23
|  | Semi Skilled Electrician | 0.5 | day | 1 | day | 570 | 285 | 22-23
|  | Helper (Electrical) | 1 | day | 1 | day | 505 | 505 | 22-23
|  | b) Material | [6 empty] | 22-23
|  | SPN 4way D.B with IP-20 Protection suitable for single phase ECCB / RCCB/ DP Isolator. ELEC-2.13.1a | 1 | Nos | 1 | No | 1107 | 1107 | 22-23
|  | 40A D.P.Isolator / ECCB / RCCB ELEC-2.11.1 b | 1 | Nos | 1 | No | 455 | 455 | 22-23
|  | 10 kA - 6-32A range SP MCBs ELEC-2.10.1 a | 4 | Nos | 1 | No | 240 | 960 | 22-23
|  | Total Cost of Material + Labour Charges | [5 empty] | 3662 | 22-23
| 13 | Supply and fixing of 2 Nos of 32A, 240V Porcelain Rewirable Fuse Units of makes : GM / Sputnik / Kundancab / Million / Gold Medal / Vimal / Star / Benlo on 12" x 18" peta board with connections and labour charges etc complete. | [6 empty] | 22-23
|  | b) Material | [6 empty] | 22-23
|  | 32 A 240V Porcelain Rewirable Fuse Units.2.7.1.a | 2 | Nos | 1 | No | 119 | 238 | 22-23
|  | Supply of 6.0 Sqmm PVC insulated flexible Copper cable. 1.5.2.e | 4 | Rm | 1 | No | 66.74 | 266.96 | 22-23
|  | Peeta Board of Size 15" x 20" 1.4.3.c | 1 | Nos | 1 | No | 230 | 230 | 22-23
|  | a) Labour charges | [6 empty] | 22-23
|  | Skilled Electrician. | 0.2 | day | 1 | day | 700 | 140 | 22-23
|  | Semi Skilled Electrician | 0.2 | day | 1 | day | 570 | 114 | 22-23
|  | Helper (Electrical) | 0.2 | day | 1 | day | 505 | 101 | 22-23
|  | Total Cost of Material + Labour Charges | [5 empty] | 1089.96 | 22-23
BLD ELE 5.1.1 | 17 | Providing independent earthling by excavating a pit to a depth of 2.25Mt in all soils, as per size specified in the Data, using 40mm dia 'B' class GI pipe of 2.5 Mtrs length with necessary No.8 G.I. double earth wire and accessories with 18" dia 2" thick hume pipe ring duly providing staggered holes including filling with 20Kg Salt and 40Kg Charcoal or 40Kg bentonite powder in layers and all labour charges etc., complete.(Data No. ) | [6 empty] | 22-23
|  | b) labour charges for fixing pipe ring and connections | [6 empty] | 22-23
|  | Semi Skilled Electrician / Lineman | 0.5 | Nos | 1 | No | 570 | 285 | 22-23
|  | Helper (Electrical) | 0.5 | day | 1 | day | 505 | 252.5 | 22-23
|  | a) Material | [6 empty] | 22-23
|  | 40mm Nominal Bore Medium grade G.I.Pipe. ELEC-8.4.17d | 2.5 | Mtr | 1 | Mtr | 425 | 1062.5 | 22-23
|  | 25mm x 6 mm G.I.Strip (ELEC-8.3.6 | 0.24 | Kgs | 1 | Kg | 79 | 18.96 | 22-23
|  | No.8 G.I.Wire (ELEC-8.3.6) | 0.83 | Kgs | 1 | kg | 79 | 65.57 | 22-23
|  | Drilling of 16 Nos through holes of 12mm dia to G.I pipe. ELEC-8.4.20 | 16 | Nos | 1 | No | 8 | 128 | 22-23
|  | G.I Nuts, Bolts an Washers each set. ELEC-8.4.21 | 2 | Sets | 1 | Set | 14 | 28 | 22-23
|  | 18" dia 2" thick hume pipe ring. ELEC-8.4.22 | 1 | No | 1 | No | 303 | 303 | 22-23
|  | 2" thick CC cover for hume pipe ring with handle.ELEC-8.4.24 | 1 | No | 1 | No | 157 | 157 | 22-23
|  | Hard Coke ELEC-8.1.10 | 40 | Kg | 1 | Kg | 24 | 960 | 22-23
|  | Salt. ELEC-8.1.11 | 20 | Kg | 1 | Kg | 19 | 380 | 22-23
|  | Earth Work Excavation of Hard gravel Soil with small boulder for trench 1st step of size 1.2 x 0.6 x 0.9 m (4'x2'x3') ELEC-8.4.19 | 0.65 | cum | 1 | cum | 303 | 196.95 | 22-23
|  | Excavation of Hard disteggrated rocks and boulders for trench 2nd Step of size 0.9 x 0.6 x 1.2 m (3'x2'x4') ELEC-8.4.19 | 0.65 | cum | 1 | cum | 303 | 196.95 | 22-23
|  | 25% extra for narrow trench & pit and back filling with Sand, Coke, Salt etc., and leveling | 25% |  |  |  | 393.9 | 98.475 | 22-23
|  | Sundries such as Lugs and Saddles | [5 empty] | 9.52 | 22-23
|  | Cost of Material | [5 empty] | 4142.425 | 22-23
| 28 | Supply and transportation of 20 W LED Street light Luminaire made of pressure diecast alluminium body with powder coated, having protective toughned glass, Supply Input voltage 120 - 270 V AC, P.F > 0.90, high power LED's having System efficacy > 100 lm/W and junction temprature < 70°C, with Ingrees protection IP66, Luminaire performance complies to IS 10322 (Part 5 / Sec-3), Driver surge protection 4KV, external Surge protection 10 KV with optics distribution , THD<10% at 110 Volts AC, driver efficiency >90%, CCT: 3000K - 5700K, minimum CRI>70, etc., complete | [6 empty] | 22-23
|  | Initial Cost ELEC-3.8.23 a | 1 | No | 1 | No | 1822 | 1822 | 22-23
|  | Cost of Material | [5 empty] | 1822 | 22-23
| 28 | Supply and transportation of 60 W LED Street light Luminaire made of pressure diecast alluminium body with powder coated, having protective toughned glass, Supply Input voltage 120 - 270 V AC, P.F > 0.90, high power LED's having System efficacy > 100 lm/W and junction temprature < 70°C, with Ingrees protection IP66, Luminaire performance complies to IS 10322 (Part 5 / Sec-3), Driver surge protection 4KV, external Surge protection 10 KV with optics distribution , THD<10% at 110 Volts AC, driver efficiency >90%, CCT: 3000K - 5700K, minimum CRI>70, etc., complete | [6 empty] | 22-23
|  | Initial Cost ELEC-3.8.23 d | 1 | No | 1 | No | 5428 | 5428 | 22-23
|  | Cost of Material | [5 empty] | 5428 | 22-23
|  | Deputy Executive Engineer |  |  |  | Assistant Engineer
|  | PRI Sub Division |  |  |  | Mandal Praja parishad
|  | Kanigiri |  |  |  | Kanigiri

## con 2019-20 (hidden)
Conveyance charges-2019-20
As per Machinery
Lead in KM | Earth/Sand/Gravel | Metal | Bricks 1000Nos | stone
| Initial lead Rete | Initial lead Rete | Initial lead Rete | Add Loading & Unloading | Net Lead Charges
1 | 2 | 3 | 4 | 5 | 6
1 | 28.3 | 27.4 | 45.7 | 40.4
2 | 39.5 | 38.4 | 64 | 56.5
3 | 52.7 | 52.7 | 85.4 | 77.5
4 | 64 | 64 | 103.6 | 94.2
5 | 75.3 | 75.3 | 121.9 | 110.8
6 | 86.6 | 86.6 | 140.2 | 127.4
7 | 97.9 | 97.9 | 158.5 | 144
8 | 109.2 | 109.2 | 176.8 | 160.6
9 | 120.5 | 120.5 | 195.1 | 177.2
10 | 131.8 | 131.8 | 213.4 | 193.8
11 | 143.1 | 143.1 | 231.7 | 210.4
12 | 154.4 | 154.4 | 250 | 227
13 | 165.7 | 165.7 | 268.3 | 243.6
14 | 177 | 177 | 286.6 | 260.2
15 | 188.3 | 188.3 | 304.9 | 276.8
16 | 199.6 | 199.6 | 323.2 | 293.4
17 | 210.9 | 210.9 | 341.5 | 310
18 | 222.2 | 222.2 | 359.8 | 326.6
19 | 233.5 | 233.5 | 378.1 | 343.2
20 | 244.8 | 244.8 | 396.4 | 359.8
21 | 256.1 | 256.1 | 414.7 | 376.4
22 | 267.4 | 267.4 | 433 | 393
23 | 278.7 | 278.7 | 451.3 | 409.6
24 | 290 | 290 | 469.6 | 426.2
25 | 301.3 | 301.3 | 487.9 | 442.8
26 | 312.6 | 312.6 | 506.2 | 459.4
27 | 323.9 | 323.9 | 524.5 | 476
28 | 335.2 | 335.2 | 542.8 | 492.6
29 | 346.5 | 346.5 | 561.1 | 509.2
30 | 357.8 | 357.8 | 579.4 | 525.8
31 | 367.2 | 367.2 | 594.6 | 539.7
32 | 376.6 | 376.6 | 609.8 | 553.6
33 | 386 | 386 | 625 | 567.5
34 | 395.4 | 395.4 | 640.2 | 581.4
35 | 404.8 | 404.8 | 655.4 | 595.3
36 | 414.2 | 414.2 | 670.6 | 609.2
37 | 423.6 | 423.6 | 685.8 | 623.1
38 | 433 | 433 | 701 | 637
39 | 442.4 | 442.4 | 716.2 | 650.9
40 | 451.8 | 451.8 | 731.4 | 664.8
41 | 461.2 | 461.2 | 746.6 | 678.7
42 | 470.6 | 470.6 | 761.8 | 692.6
43 | 480 | 480 | 777 | 706.5
44 | 489.4 | 489.4 | 792.2 | 720.4
45 | 498.8 | 498.8 | 807.4 | 734.3
46 | 508.2 | 508.2 | 822.6 | 748.2
47 | 517.6 | 517.6 | 837.8 | 762.1
48 | 527 | 527 | 853 | 776
49 | 536.4 | 536.4 | 868.2 | 789.9
50 | 545.8 | 545.8 | 883.4 | 803.8
51 | 555.2 | 555.2 | 898.6 | 817.7
52 | 564.6 | 564.6 | 913.8 | 831.6
53 | 574 | 574 | 929 | 845.5
54 | 583.4 | 583.4 | 944.2 | 859.4
55 | 592.8 | 592.8 | 959.4 | 873.3
56 | 602.2 | 602.2 | 974.6 | 887.2
57 | 611.6 | 611.6 | 989.8 | 901.1
58 | 621 | 621 | 1005 | 915
59 | 630.4 | 630.4 | 1020.2 | 928.9
60 | 639.8 | 639.8 | 1035.4 | 942.8
61 | 649.2 | 649.2 | 1050.6 | 956.7
62 | 658.6 | 658.6 | 1065.8 | 970.6
63 | 668 | 668 | 1081 | 984.5
64 | 677.4 | 677.4 | 1096.2 | 998.4
65 | 686.8 | 686.8 | 1111.4 | 1012.3
66 | 696.2 | 696.2 | 1126.6 | 1026.2
67 | 705.6 | 705.6 | 1141.8 | 1040.1
68 | 715 | 715 | 1157 | 1054
69 | 724.4 | 724.4 | 1172.2 | 1067.9
70 | 733.8 | 733.8 | 1187.4 | 1081.8
71 | 743.2 | 743.2 | 1202.6 | 1095.7
72 | 752.6 | 752.6 | 1217.8 | 1109.6
73 | 762 | 762 | 1233 | 1123.5
74 | 771.4 | 771.4 | 1248.2 | 1137.4
75 | 780.8 | 780.8 | 1263.4 | 1151.3
76 | 790.2 | 790.2 | 1278.6 | 1165.2
77 | 799.6 | 799.6 | 1293.8 | 1179.1
78 | 809 | 809 | 1309 | 1193
79 | 818.4 | 818.4 | 1324.2 | 1206.9
80 | 827.8 | 827.8 | 1339.4 | 1220.8
81 | 837.2 | 837.2 | 1354.6 | 1234.7
82 | 846.6 | 846.6 | 1369.8 | 1248.6
83 | 856 | 856 | 1385 | 1262.5
84 | 865.4 | 865.4 | 1400.2 | 1276.4
85 | 874.8 | 874.8 | 1415.4 | 1290.3
86 | 884.2 | 884.2 | 1430.6 | 1304.2
87 | 893.6 | 893.6 | 1445.8 | 1318.1
88 | 903 | 903 | 1461 | 1332
89 | 912.4 | 912.4 | 1476.2 | 1345.9
90 | 921.8 | 921.8 | 1491.4 | 1359.8
91 | 931.2 | 931.2 | 1506.6 | 1373.7
92 | 940.6 | 940.6 | 1521.8 | 1387.6
93 | 950 | 950 | 1537 | 1401.5
94 | 959.4 | 959.4 | 1552.2 | 1415.4
95 | 968.8 | 968.8 | 1567.4 | 1429.3
96 | 978.2 | 978.2 | 1582.6 | 1443.2
97 | 987.6 | 987.6 | 1597.8 | 1457.1
98 | 997 | 997 | 1613 | 1471
99 | 1006.4 | 1006.4 | 1628.2 | 1484.9
100 | 1015.8 | 1015.8 | 1643.4 | 1498.8
101 | 1025.2 | 1025.2 | 1658.6 | 1512.7
102 | 1034.6 | 1034.6 | 1673.8 | 1526.6
103 | 1044 | 1044 | 1689 | 1540.5
104 | 1053.4 | 1053.4 | 1704.2 | 1554.4
105 | 1062.8 | 1062.8 | 1719.4 | 1568.3
106 | 1072.2 | 1072.2 | 1734.6 | 1582.2
107 | 1081.6 | 1081.6 | 1749.8 | 1596.1
108 | 1091 | 1091 | 1765 | 1610
109 | 1100.4 | 1100.4 | 1780.2 | 1623.9
110 | 1109.8 | 1109.8 | 1795.4 | 1637.8
111 | 1119.2 | 1119.2 | 1810.6 | 1651.7
112 | 1128.6 | 1128.6 | 1825.8 | 1665.6
113 | 1138 | 1138 | 1841 | 1679.5
114 | 1147.4 | 1147.4 | 1856.2 | 1693.4
115 | 1156.8 | 1156.8 | 1871.4 | 1707.3
116 | 1166.2 | 1166.2 | 1886.6 | 1721.2
117 | 1175.6 | 1175.6 | 1901.8 | 1735.1
118 | 1185 | 1185 | 1917 | 1749
119 | 1194.4 | 1194.4 | 1932.2 | 1762.9
120 | 1203.8 | 1203.8 | 1947.4 | 1776.8
121 | 1213.2 | 1213.2 | 1962.6 | 1790.7
122 | 1222.6 | 1222.6 | 1977.8 | 1804.6
123 | 1232 | 1232 | 1993 | 1818.5
124 | 1241.4 | 1241.4 | 2008.2 | 1832.4
125 | 1250.8 | 1250.8 | 2023.4 | 1846.3
126 | 1260.2 | 1260.2 | 2038.6 | 1860.2
127 | 1269.6 | 1269.6 | 2053.8 | 1874.1
128 | 1279 | 1279 | 2069 | 1888
129 | 1288.4 | 1288.4 | 2084.2 | 1901.9
130 | 1297.8 | 1297.8 | 2099.4 | 1915.8
131 | 1307.2 | 1307.2 | 2114.6 | 1929.7
132 | 1316.6 | 1316.6 | 2129.8 | 1943.6
133 | 1326 | 1326 | 2145 | 1957.5
134 | 1335.4 | 1335.4 | 2160.2 | 1971.4
135 | 1344.8 | 1344.8 | 2175.4 | 1985.3
136 | 1354.2 | 1354.2 | 2190.6 | 1999.2
137 | 1363.6 | 1363.6 | 2205.8 | 2013.1
138 | 1373 | 1373 | 2221 | 2027
139 | 1382.4 | 1382.4 | 2236.2 | 2040.9
140 | 1391.8 | 1391.8 | 2251.4 | 2054.8
141 | 1401.2 | 1401.2 | 2266.6 | 2068.7
142 | 1410.6 | 1410.6 | 2281.8 | 2082.6
143 | 1420 | 1420 | 2297 | 2096.5
144 | 1429.4 | 1429.4 | 2312.2 | 2110.4
145 | 1438.8 | 1438.8 | 2327.4 | 2124.3
146 | 1448.2 | 1448.2 | 2342.6 | 2138.2
147 | 1457.6 | 1457.6 | 2357.8 | 2152.1
148 | 1467 | 1467 | 2373 | 2166
149 | 1476.4 | 1476.4 | 2388.2 | 2179.9
150 | 1485.8 | 1485.8 | 2403.4 | 2193.8
151 | 1495.2 | 1495.2 | 2418.6 | 2207.7
152 | 1504.6 | 1504.6 | 2433.8 | 2221.6
153 | 1514 | 1514 | 2449 | 2235.5
154 | 1523.4 | 1523.4 | 2464.2 | 2249.4
155 | 1532.8 | 1532.8 | 2479.4 | 2263.3
156 | 1542.2 | 1542.2 | 2494.6 | 2277.2
157 | 1551.6 | 1551.6 | 2509.8 | 2291.1
158 | 1561 | 1561 | 2525 | 2305
159 | 1570.4 | 1570.4 | 2540.2 | 2318.9
160 | 1579.8 | 1579.8 | 2555.4 | 2332.8
161 | 1589.2 | 1589.2 | 2570.6 | 2346.7
162 | 1598.6 | 1598.6 | 2585.8 | 2360.6
163 | 1608 | 1608 | 2601 | 2374.5
164 | 1617.4 | 1617.4 | 2616.2 | 2388.4
165 | 1626.8 | 1626.8 | 2631.4 | 2402.3
166 | 1636.2 | 1636.2 | 2646.6 | 2416.2
167 | 1645.6 | 1645.6 | 2661.8 | 2430.1
168 | 1655 | 1655 | 2677 | 2444
169 | 1664.4 | 1664.4 | 2692.2 | 2457.9
170 | 1673.8 | 1673.8 | 2707.4 | 2471.8
171 | 1683.2 | 1683.2 | 2722.6 | 2485.7
172 | 1692.6 | 1692.6 | 2737.8 | 2499.6
173 | 1702 | 1702 | 2753 | 2513.5
174 | 1711.4 | 1711.4 | 2768.2 | 2527.4
175 | 1720.8 | 1720.8 | 2783.4 | 2541.3
176 | 1730.2 | 1730.2 | 2798.6 | 2555.2
177 | 1739.6 | 1739.6 | 2813.8 | 2569.1
178 | 1749 | 1749 | 2829 | 2583
179 | 1758.4 | 1758.4 | 2844.2 | 2596.9
180 | 1767.8 | 1767.8 | 2859.4 | 2610.8
181 | 1777.2 | 1777.2 | 2874.6 | 2624.7
182 | 1786.6 | 1786.6 | 2889.8 | 2638.6
183 | 1796 | 1796 | 2905 | 2652.5
184 | 1805.4 | 1805.4 | 2920.2 | 2666.4
185 | 1814.8 | 1814.8 | 2935.4 | 2680.3
186 | 1824.2 | 1824.2 | 2950.6 | 2694.2
187 | 1833.6 | 1833.6 | 2965.8 | 2708.1
188 | 1843 | 1843 | 2981 | 2722
189 | 1852.4 | 1852.4 | 2996.2 | 2735.9
190 | 1861.8 | 1861.8 | 3011.4 | 2749.8
191 | 1871.2 | 1871.2 | 3026.6 | 2763.7
192 | 1880.6 | 1880.6 | 3041.8 | 2777.6
193 | 1890 | 1890 | 3057 | 2791.5
194 | 1899.4 | 1899.4 | 3072.2 | 2805.4
195 | 1908.8 | 1908.8 | 3087.4 | 2819.3
196 | 1918.2 | 1918.2 | 3102.6 | 2833.2
197 | 1927.6 | 1927.6 | 3117.8 | 2847.1
198 | 1937 | 1937 | 3133 | 2861
199 | 1946.4 | 1946.4 | 3148.2 | 2874.9
200 | 1955.8 | 1955.8 | 3163.4 | 2888.8
201 | 1965.2 | 1965.2 | 3178.6 | 2902.7
202 | 1974.6 | 1974.6 | 3193.8 | 2916.6
203 | 1984 | 1984 | 3209 | 2930.5
204 | 1993.4 | 1993.4 | 3224.2 | 2944.4
205 | 2002.8 | 2002.8 | 3239.4 | 2958.3
206 | 2012.2 | 2012.2 | 3254.6 | 2972.2
207 | 2021.6 | 2021.6 | 3269.8 | 2986.1
208 | 2031 | 2031 | 3285 | 3000
209 | 2040.4 | 2040.4 | 3300.2 | 3013.9
210 | 2049.8 | 2049.8 | 3315.4 | 3027.8
211 | 2059.2 | 2059.2 | 3330.6 | 3041.7
212 | 2068.6 | 2068.6 | 3345.8 | 3055.6
213 | 2078 | 2078 | 3361 | 3069.5
214 | 2087.4 | 2087.4 | 3376.2 | 3083.4
215 | 2096.8 | 2096.8 | 3391.4 | 3097.3
216 | 2106.2 | 2106.2 | 3406.6 | 3111.2
217 | 2115.6 | 2115.6 | 3421.8 | 3125.1
218 | 2125 | 2125 | 3437 | 3139
219 | 2134.4 | 2134.4 | 3452.2 | 3152.9
220 | 2143.8 | 2143.8 | 3467.4 | 3166.8
221 | 2153.2 | 2153.2 | 3482.6 | 3180.7
222 | 2162.6 | 2162.6 | 3497.8 | 3194.6
223 | 2172 | 2172 | 3513 | 3208.5
224 | 2181.4 | 2181.4 | 3528.2 | 3222.4
225 | 2190.8 | 2190.8 | 3543.4 | 3236.3
226 | 2200.2 | 2200.2 | 3558.6 | 3250.2
227 | 2209.6 | 2209.6 | 3573.8 | 3264.1
228 | 2219 | 2219 | 3589 | 3278
229 | 2228.4 | 2228.4 | 3604.2 | 3291.9
230 | 2237.8 | 2237.8 | 3619.4 | 3305.8
231 | 2247.2 | 2247.2 | 3634.6 | 3319.7
232 | 2256.6 | 2256.6 | 3649.8 | 3333.6
233 | 2266 | 2266 | 3665 | 3347.5
234 | 2275.4 | 2275.4 | 3680.2 | 3361.4
235 | 2284.8 | 2284.8 | 3695.4 | 3375.3
236 | 2294.2 | 2294.2 | 3710.6 | 3389.2
237 | 2303.6 | 2303.6 | 3725.8 | 3403.1
238 | 2313 | 2313 | 3741 | 3417
239 | 2322.4 | 2322.4 | 3756.2 | 3430.9
240 | 2331.8 | 2331.8 | 3771.4 | 3444.8
241 | 2341.2 | 2341.2 | 3786.6 | 3458.7
242 | 2350.6 | 2350.6 | 3801.8 | 3472.6
243 | 2360 | 2360 | 3817 | 3486.5
244 | 2369.4 | 2369.4 | 3832.2 | 3500.4
245 | 2378.8 | 2378.8 | 3847.4 | 3514.3
246 | 2388.2 | 2388.2 | 3862.6 | 3528.2
247 | 2397.6 | 2397.6 | 3877.8 | 3542.1
248 | 2407 | 2407 | 3893 | 3556
249 | 2416.4 | 2416.4 | 3908.2 | 3569.9
250 | 2425.8 | 2425.8 | 3923.4 | 3583.8
251 | 2435.2 | 2435.2 | 3938.6 | 3597.7
252 | 2444.6 | 2444.6 | 3953.8 | 3611.6
253 | 2454 | 2454 | 3969 | 3625.5
254 | 2463.4 | 2463.4 | 3984.2 | 3639.4
255 | 2472.8 | 2472.8 | 3999.4 | 3653.3
256 | 2482.2 | 2482.2 | 4014.6 | 3667.2
257 | 2491.6 | 2491.6 | 4029.8 | 3681.1
258 | 2501 | 2501 | 4045 | 3695
259 | 2510.4 | 2510.4 | 4060.2 | 3708.9
260 | 2519.8 | 2519.8 | 4075.4 | 3722.8
261 | 2529.2 | 2529.2 | 4090.6 | 3736.7
262 | 2538.6 | 2538.6 | 4105.8 | 3750.6
263 | 2548 | 2548 | 4121 | 3764.5
264 | 2557.4 | 2557.4 | 4136.2 | 3778.4
265 | 2566.8 | 2566.8 | 4151.4 | 3792.3
266 | 2576.2 | 2576.2 | 4166.6 | 3806.2
267 | 2585.6 | 2585.6 | 4181.8 | 3820.1
268 | 2595 | 2595 | 4197 | 3834
269 | 2604.4 | 2604.4 | 4212.2 | 3847.9
270 | 2613.8 | 2613.8 | 4227.4 | 3861.8
271 | 2623.2 | 2623.2 | 4242.6 | 3875.7
272 | 2632.6 | 2632.6 | 4257.8 | 3889.6
273 | 2642 | 2642 | 4273 | 3903.5
274 | 2651.4 | 2651.4 | 4288.2 | 3917.4
275 | 2660.8 | 2660.8 | 4303.4 | 3931.3
276 | 2670.2 | 2670.2 | 4318.6 | 3945.2
277 | 2679.6 | 2679.6 | 4333.8 | 3959.1
278 | 2689 | 2689 | 4349 | 3973
279 | 2698.4 | 2698.4 | 4364.2 | 3986.9
280 | 2707.8 | 2707.8 | 4379.4 | 4000.8
281 | 2717.2 | 2717.2 | 4394.6 | 4014.7
282 | 2726.6 | 2726.6 | 4409.8 | 4028.6

## MINI SSR 19-20 (hidden)
MINI SSR 2019-20 OF BUILDING ITEMS
[5 empty] | Name | Code | Rate
| Code | Rate |  |  | Mason skilled | LAB-00011 | 500
Cement | MAT-00005 | 4700 |  |  | Mason Semi skilled | LAB-00091 | 460
Steel Fe 500 |  | 41500 | June.20 |  | Mazdoor | LAB-00120 | 420
Steel Fe 415 |  | 40500 | June.20 |  | Bar bender | LAB-00001 | 625
MS Flats |  | 43000 | June.20
6mm Ms roads |  | 39000 | June.20 |  | Painter skilled | LAB-00035 | 580
Sand for Mortar (screened) | MAT-00029 | 590 |  |  | Painter semi skilled | LAB-00093 | 460
Sand for Mortar (concrete) | MAT-00027 | 510 |  |  | Welder | LAB-00041 | 510
Sand for Filling | MAT-00028 | 375 | Loading | Unloading | Black smith | LAB-00002 | 495
Common burnt clay bricks | BMT-A.01 | 6000 | 54.8 | 54.8
40mm HBG metal SS5, M/C | MAT-00220 | 608 |  |  | Plumber skilled | LAB-00036 | 580
20mm HBG SS5 M/c chips | MAT-00218 | 1016 |  |  | Plumber semi skilled |  | 460
12 mm nominal size | MAT-00217 | 808
10mm nominal size | MAT-00216 | 680 |  |  | Skilled Electrician | LAB-00005 | 575
6mm nominal size | MAT-00215 | 524 |  |  | Semi Skilled Electrician | LAB-00079 | 471
Rough stone | MAT-00302 | 250 |  |  | Helper Electrician | LAB-00120 | 418
Granite 16 to 18 mm | BMT-B.11 | 1991
Terrazo tiles | BMT-D.01 | 266
Vitrified tiles double | BMT-C.09 | 612
Ceramic tiles non skid | BMT.C.01 | 370
Glazed tiles for walls | BMT.C.21 | 323
Pressed type tiles | BMT-D.23 | 18000 |  |  | RSSR
Selected earth | MAT-00252 | 86 |  |  | Jungle |  | 5.22
Gravel | MAT-05253 | 113 |  |  | Earthwork |  | 124.24
Fly ash cement brick | BMT-A.03 | 25
Brick work scaffolding
Water for Rural | MAT- 00333 | 80 |  | Hire | Labour-GF | Labour-FF | Labour-SF
Concrete mixer | HIR-00018 | 524.7 |  | 10.32 | 79.46 | 113.78 | 148.09
needle Vibration 40 petrol | HIR-00040 HIR-00174 | 209.1 |  | Ceiling plastering
Binding wire | MAT-00003 | 55 |  | Hire | Labour-GF | Labour-FF | Labour-SF
Welding eletrodes | MAT-00082 | 12 |  | 2.46 | 15.91 | 22.57 | 29.23
Welding set | HIR-00065 HIR-00199 | 116.5 |  | plastering
Grills Fabrication of steel | BMM-V.14 | 27 |  | Hire | Labour-GF | Labour-FF | Labour-SF
Grills Labour charges | BMM-V.15 | 5 |  | 1.03 | 7.95 | 11.38 | 14.81
MS Tubes | BMT-F.04 | 60
Tube Fabrication of steel | BMM-V.16 | 24
Tube Labour charges | BMM-V.17 | 21
Stainless steel | BMT-F.06 | 331 |  | Wallputty | BMT-J.31 | 550
S.S.Steel Fabrication | BMM-V.18 | 131 |  | Cement Primer | BMT-J.01 | 141
Drilling hard rock | BMS-W.76 | 187 |  | Cement Primer | BMT-J.02 | 180
Rabbit wire mesh | BMT-F.28 | 17 |  | acrylic Emulsion paint | BMT-J.24 | 168
Water proof compound | MAT-00081 | 67 |  | acrylic Emulsion paint | BMT-J.34 | 194
White cement | MAT-00478 | 27 |  | Wood primer | BMT-J.05 | 130
Full Rounding the edges | BMM-V.11 | 412 |  | Enamel paint | BMT-J.29 | 248
Rolling shutter | BMT-F.29 | 3198 |  | Poly-Urethene Polish | BMT-J.18 | 708
Hume pipe | ELEC-8.4.22 | 250 |  | Thinner for Polyurethane polish | BMT-J.13 | 244
CC cover | ELEC-8.4.24 | 130
|  | Hire | Labour
Footings |  | 288 | 631
Bed blocks |  | 64 | 341
Pedastal |  | 328 | 1004
Plinth beam |  | 1390 | 1521
|  |  | GF | FF | SF
Columns |  | 355 | 2268 | 2495 | 2722
Lintels |  | 1180 | 1615 | 1777 | 1938
Sunshade |  | 233 | 248 | 273 | 298
Beams |  | 2085 | 1903 | 2093 | 2284
Slab upto 150mm |  | 236 | 215 | 237 | 258
Slab upto 150 to 300mm |  | 243 | 222 | 244 | 266
European Water Closet of 1st quality | BMW-D.13 | 1784 |  |  | Water storage tank | BMW-G.01) | 5
Flushing Tank 10 Lit capacity | BMW-D.11 | 2226 |  |  | Tank labour | BMW-G.02) | 1
plastic seat and lid | BMW-D.16 | 766 |  |  | 15.90mm CPVC | BMW-I.220 | 53
Indian type WC | BMW-D.02 | 934 |  |  | 22.20mm CPVC | BMW-I.221 | 85
Urinals | BMW-D.34 | 2385 |  |  | 28.60mm CPVC | BMW-I.222 | 123
Hand wash basin | BMW-D.26 | 1370 |  |  | 34.90mm CPVC | BMW-I.223 | 193
NP bib taps | BMW-E.07 | 349 |  |  | 25mm PVC | MAT-07665 | 24
PVC connections | BMW-I.48 | 86 |  |  | Labour for pvc | BMW-I.415 | 31
Waste pipe | BMW-G.05 | 22 |  |  | Gunmetal Gate | BMW-F.17 | 1051
Nahany trap | BMW-G.119 | 122 |  |  | 110mm bend | BMW-G.57 | 70
Nahany trap cover | BMW-I.12 | 29 |  |  | Clips | BMW-G.106 | 15
Floor Trap - UPVC/SWR Pipe | BMW-G.125 | 117
110mm dia pvc pipe | BMW-G.13 | 410
90mm dia pvc pipe | BMW-G.15 | 389 |  |  | Precasted concrete blocks | BMT-D.13 | 311
75mm dia pvc pipe | BMW-G.14 | 244 |  |  | Labour charges | BMT-D.17 | 178
PVC Labour charges | BMW-G.152 | 70
Chromeum plated tap | BMW-I.140 | 1483
health faucet | BMW-I.141 | 3758
Drilling 0 to 90 | P.No.193 | 446.4
Drilling 90 to 150 |  | 477.6
Drilling 150 to 250 |  | 600
2.00HP single phase | ELEC-5.4.1 e | 24300
1.00HP single phase | ELEC-5.4.1 c | 16700
180mm dia PVC pipe | P.No.195 | 325
40mm HDPE pipe | MAT- 07334 | 64
25mm dia clamp set | MAT- 00260 | 145.2
180mm dia bore cap | P.No.195 | 109
32mm dia GI pipe | P.No.195 | 198
32mm dia GI Bends | BMW-F.09 | 22
2.5 sqm flat copper | ELEC-1.6.3 | 80
Controle panel board | ELEC-5.4.15 | 4500
25mm dia 1,2,3 & 4 way deep Junction Box | ELEC-1.1.3.a | 65
25mm dia 1,2,3 & 4 way Junction Box | ELEC-1.2.6 b | 25
25mm PVC bends | ELEC-1.2.8 b | 8
25mm dia 1.8mm thick PVC pipe | ELEC-1.2.2 b | 33
U' Links | ELEC-8.1.4 | 30
Grooves | BMM-V.51 | 55
|  | Box |  | Cover
12 Module box | ELEC-1.3.1 f | 205 | ELEC-1.8.3 f | 190
8 Module box | ELEC-1.3.1 e | 170 | ELEC-1.8.3 e | 155
6 Module box | ELEC-1.3.1 d | 130 | ELEC-1.8.3 d | 120
4 Module box | ELEC-1.3.1 c | 95 | ELEC-1.8.3 c | 80
18Module box |  | 335 |  | 310
16Module box |  | 300 |  | 270
2Module box | ELEC-1.3.1 a | 57 | ELEC-1.8.3 a | 60
Neon Indicator. | ELEC-1.7.1 e | 18 |  | battan holders | 1.7.1-N) | 18
exhaust fan | ELEC-5.1.12 | 1290 |  | 0.5W LED bulb | ELEC-3.7.5 a | 110
6A / 10A 1 Way flush type switch | 1.7.1 a | 15 |  | Supply of 23 / 0060 twin | ELEC-1.5.6 | 950
flush type socket 2 pin | 1.7.1 c | 18 |  | Stepped type fan regulator | ELEC-1.7.1 I | 180
flush type socket 3/2 pin | 1.7.1 d | 24 |  | Ceiling Fan | ELEC-5.1.4 | 2300
Supply of 14/0.3mm (1.0 Sqmm) | 1.5.1 | 1050 |  | 19/20mm steel tube down | ELEC-8.1.21 | 85
Ceiling rose | 1.7.1-M) | 19 |  | Fan hook | ELEC-8.1.20 | 100
Decolam sheet | ELEC-1.4.2 d | 40 |  | Supply of 1200 mm length,Box type | ELEC-3.8.18 | 290
Module Modular Switch. | ELEC-1.8.1 h | 115 |  | SPN 4way D.B with IP-20 | ELEC-2.13.1a | 875
16A 3 pin / 6A 3pin Plug socket with indicator lamp, fuse unit (5 in 1) | ELEC-1.8.1 g | 90 |  | 40A D.P.Isolator / ECCB / RCCB | ELEC-2.11.1 b | 360
Supply of 6A / 10A 1 Way Modular Switch | 1.8.1-A) | 85 |  | 10 kA - 6-32A range SP MCBs | ELEC-2.10.1 a | 190
Supply of 6A / 10A 3/2 Pin Modular Socke | 1.8.1-D) | 130 |  | 32 A 240V Porcelain Rewirable Fuse Units. | 2.7.1.a | 100
Supply of 3 Module box | 1.3.1-B) | 80 |  | Supply of 6.0 Sqmm PVC insulated flexible Copper cable. | 1.5.2.e | 5100
Supply of 3 Modular Cover Frame | 1.8.3 b | 70 |  | Peeta Board of Size 15" x 20" | 1.4.3.c | 190
Supply of 22/0.3mm (1.5 Sqmm) | 1.5.1-B | 1510 |  | 40mm Nominal Bore Medium grade G.I.Pipe. | ELEC-8.4.17d | 350
Supply of 36/0.3mm (2.5 Sqmm) | 1.5.1-c | 2440 |  | 25mm x 6 mm G.I.Strip | (ELEC-8.3.6 | 65
Supply of 56/0.3mm (4.0 Sqmm) | 1.5.1-d | 3725 |  | No.8 G.I.Wire | (ELEC-8.3.6) | 65
6 Sq.mm WPSC Aluminium cable | ELEC-1.6.1 | 1375 |  | Drilling of 16 Nos through holes of 12mm dia to G.I pipe. | ELEC-8.4.20 | 6
No.10 SWG G.I wire. | ELEC-8.3.6 | 65 |  | G.I Nuts, Bolts an Washers each set. | ELEC-8.4.21 | 12
PVC Cleats | ELEC-8.1.13 | 430 |  | 18" dia 2" thick hume pipe ring. | ELEC-8.4.22 | 250
Supply of 14/0.3mm (1.0 Sqmm) | 1.5.1-A | 1050 |  | 2" thick CC cover for hume pipe ring with handle. | ELEC-8.4.24 | 130
|  |  |  | Hard Coke | ELEC-8.1.10 | 20
|  |  |  | Salt. | ELEC-8.1.11 | 15
|  |  |  | Earth Work Excavation | ELEC-8.4.19 | 250
|  |  |  | Earth Work Excavation | ELEC-8.4.19 | 250
|  |  |  | Street light | ELEC-3.8.23 a | 1980
|  |  |  | Street light | ELEC-3.8.23 d | 5900
Teak Wood Frames | BMT-E.01 | 71195 |  | 150mm Brass tower bolts | BMT-G.02 | 231
Teak Wood Shutters | BMT-E.04 | 142391 |  | 150mm Alluminium tower bolts | BMT-G.08 | 84
Sal wood Frames | BMT-E.15 | 46217 |  | 200mm Alluminium tower bolts | BMT-G.09 | 103
Sal Wood Shutters | BMT-E.16 | 58690 |  | Butt Hinges 125mm Brass | BMT-G.21 | 246
WPC shutter door | BMT-N.88 | 3030 |  | Butt Hinges 125mm Alluminiu | BMT-G.25 | 117
WPC Frame | BMT-N.83.C | 805 |  | 150mm Alluminium Door handle | BMT-G.34 | 103
Flush door shutter | BMT-N.12 | 1790 |  | 300mm Brass Aldrop | BMT-G.37 | 1087
Door Labour (Teak wood) | BMM-V.25 | 1570 |  | 300mm Alluminium Aldrop | BMT-G.42 | 308
Door Labour (Sal wood) | BMM-V.38 | 1452 |  | Brass door stoppers | BMT-G.46 | 168
Door Labour (WPC) | BMM-V.42 | 754 |  | Door stopper MS Powder coated | BMT-G.53 | 45
UPVC windows -3 Tier | BMT-P.80.B | 8058 |  | MS Z Hold fasts 300mm Long | BMS-W.69 | 32
UPVC windows -2 Tier | BMT-P.80.A | 6038 |  | Plain glass | BMT-I.01 | 373
UPVC windows -1 Tier | BMT-P.79 | 5830 |  | Cement Jolleys 50mm thick | BMS-W.17 | 340
Door Labour (Flush) | BMM-V.23 | 383 |  | Door stopper Alluminum | BMT-G.57 | 53
Louvers Ventilator | BMT-P.59 | 3797

## lead 22-23 P-B
LEAD STATEMENT (2022-23)
| Name of the Work: | Providing Additional Space for Health Staff in Grama Sachivalayam of Baduguleru GP of Kanigiri Mandal
|  | Lead Chart based on Common SOR-2022-23 | [9 empty] | Sand | 85
| Work ID | No: 087043102002090039 | [6 empty] | Est. Rs. | 3.30 lakhs |  | Metal | 50
Sl. No. | Description | unit | Quarry | Lead in KM | Convey-ance Charges | Initial Cost | Blasting charges | Crushing charges | Loading charges | unloading charges | Total | Brick | 48
[12 empty] | Tiles | 72
1 | 2 | 3 | 4 | 5 | 6 | 7 | 8 | 9 | 10 | 11 | 13
1 | Cement | MT | Local | - | 0 | 4700 |  |  |  |  | 4700
2 | Steel Fe 500 | MT | Local | - | 0 | 64500 |  | 11610 |  |  | 76110
3 | MS Flats | MT | Local |  |  | 61500 |  | 11070 |  |  | 72570
4 | 6mm Ms roads | MT | Local |  |  | 61500 |  |  |  |  | 61500
2 | Sand for Mortar (screened) | Cum | K.Bitragunta | 85 | 1116 | 700 |  |  |  |  | 1816
5 | Sand for Mortar (concrete) | Cum | K.Bitragunta | 85 | 1116 | 605 |  |  |  |  | 1721
6 | Sand for Filling | Cum | K.Bitragunta | 85 | 1116 | 460 |  |  |  |  | 1576
7 | Common burnt clay bricks of class | 1000 nos | Motravulapadu | 48 | 1079 | 7500 |  |  | 68.5 | 68.5 | 8716
8 | 40mm HBG metal SS5, M/C | Cum | Ramatherdham | 50 | 671.9 | 716 | 70 | 179 |  |  | 1636.9
9 | 20mm HBG SS5 M/c chips | Cum | Ramatherdham | 50 | 671.9 | 1196 | 70 | 299 |  |  | 2236.9
10 | Aggregates 12 mm nominal size | Cum | Ramatherdham | 50 | 671.9 | 952 | 70 | 238 |  |  | 1931.9
11 | Aggregates 10mm nominal size | Cum | Ramatherdham | 50 | 671.9 | 800 | 70 | 200 |  |  | 1741.9
12 | Aggregates 6mm nominal size | Cum | Ramatherdham | 50 | 671.9 | 636 | 70 | 159 |  |  | 1536.9
13 | Rough stone | Cum | Ramatherdham | 50 | 671.9 | 298 | 70 |  |  |  | 1039.9
14 | High Polished Granite 16 to 18 mm | Sqm | Ramatherdham | 50 | 157.744 | 2100 |  |  |  |  | 2257.744
15 | Roof tiles BMT-D.23 |  | Ongole | 72 | 1542.2 | 18000 |  |  |  |  | 19542.2
16 | Selected earth | Cum | Local | 5 | 96 | 93 |  |  |  |  | 189
17 | Gravel | Cum | Local | 5 | 96 | 149 |  |  |  |  | 245
1) | Certified that the above leads are correct to the best of my knowledge.
2) | Certified that the rates are provided as per SSR 2022-23
[7 empty] | Deputy Executive Engineer |  |  | Assistant Engineer
[7 empty] | PRI Sub Division |  |  | Mandal Praja parishad
[7 empty] | Kanigiri |  |  | Kanigiri

## data 2022-23
DATA SHEET (SSR 2022-23)
Name of the Work: Providing Additional Space for Health Staff in Grama Sachivalayam of Baduguleru GP of Kanigiri Mandal
|  |  |  | Est.Rs. | 3.30 lakhs
S No | Index Code | Description of the Work | Unit | Quantity | Rate | Amount
1 | BLD-CSTN -1-4 | Cement Mortar (1:3) |  |  |  |  | 22-23
|  | Cost of Cement | Kg | 480 | 4700 | 2256 | 22-23
|  | Sand for Plastering including 5% wastage | cum | 1.05 | 1816 | 1906.8 | 22-23
|  | Man Mazdoor for mixing mortar | day | 0.2 | 525 | 105 | 22-23
[6 empty] | 4267.8 | 22-23
2 | BLD-CSTN -1-5 | Cement Mortar (1:4) |  |  |  |  | 22-23
|  | Cost of Cement | Kg | 360 | 4700 | 1692 | 22-23
|  | Sand for Plastering including 5% wastage | cum | 1.05 | 1816 | 1906.8 | 22-23
|  | Man Mazdoor for mixing mortar | day | 0.2 | 525 | 105 | 22-23
[6 empty] | 3703.8 | 22-23
1 | BLD-CSTN -1-6 | Cement Mortar (1:5) |  |  |  |  | 22-23
|  | Cost of Cement | Kg | 288 | 4700 | 1353.6 | 22-23
|  | Sand for Plastering including 5% wastage | cum | 1.05 | 1816 | 1906.8 | 22-23
|  | Man Mazdoor for mixing mortar | day | 0.2 | 525 | 105 | 22-23
[6 empty] | 3365.4 | 22-23
4 | BLD-CSTN -1-7 | Cement Mortar (1:6) |  |  |  |  | 22-23
|  | Cost of Cement | Kg | 240 | 4700 | 1128 | 22-23
|  | Sand for Mortar including 5% wastage | cum | 1.05 | 1816 | 1906.8 | 22-23
|  | Man Mazdoor for mixing mortar | day | 0.2 | 525 | 105 | 22-23
[6 empty] | 3139.8 | 22-23
5 | BLD-CSTN -1-8 | Cement Mortar (1:8) |  |  |  |  | 22-23
|  | Cost of Cement | Kg | 180 | 4700 | 846 | 22-23
|  | Sand for Mortar including 5% wastage | cum | 1.05 | 1816 | 1906.8 | 22-23
|  | Man Mazdoor for mixing mortar | day | 0.2 | 525 | 105 | 22-23
[6 empty] | 2857.8 | 22-23
|  | 20 mm GRADED METAL( CW 07 20 mm(48%) and 12 mm(12%)10 mm(12%) 6 mm(8)% (34822)) |  |  |  |  | 22-23
|  | 20 mm HBG metal(SS 5) | 0.6 | 2236.9 | 1342.14 |  | 22-23
|  | 12 mm HBG metal(SS 5) | 0.15 | 1931.9 | 289.79 |  | 22-23
|  | 10 mm HBG metal(SS 5) | 0.15 | 1741.9 | 261.29 |  | 22-23
|  | 6 mm HBG metal(SS 5) | 0.1 | 1536.9 | 153.69 |  | 22-23
|  | Rate per Cum |  |  | 2046.91 |  | 22-23
22-23
6 |  | Clearing light jungle including up-rooting and removing of Juliflora stumps. |  |  |  |  | 22-23
|  | Unit = Cum |  |  |  |  | 22-23
|  | RSSR 19-20 |  |  |  |  | 22-23
|  | Unskilled Labour Charges |  |  |  | 6.06 | 22-23
|  | Rate per 1 Cum |  |  |  | 6.06 | 22-23
1 |  | Engaging Unskilled Labour for Earth work excavation and depositing on bank with an initial lead & initial lift in Loamy and Clayey soils like BC Soils, Red Earth Soils (Ordinary Soils) |  |  |  |  | 22-23
|  | Unit = Cum |  |  |  |  | 22-23
|  | RSSR 19-20 |  |  |  |  | 22-23
|  | Unskilled Labour Charges |  |  |  | 144.26 | 22-23
|  | Rate per 1 Cum |  |  |  | 144.26 | 22-23
8 | RBR-FNDN - 2- (I) Amendment as per 2015-16 | Filling with Sand in trenches, sides of foundations & basement by watering and ramming including all operational, incidental, labour charges, hire charges of T&P etc complete including cost and conveyance of material and labour charges etc complete for finished item of the work (APSS No 309& 310) per 1 Cum |  |  |  |  | 22-23
|  | Unit = Cum |  |  |  |  | 22-23
|  | Taking Output 6 Cum |  |  |  |  | 22-23
| a) | Labour |  |  |  |  | 22-23
|  | Mazdoor (Un-Skilled) | day | 0.31 | 525 | 162.75 | 22-23
| b) | Material |  |  |  |  | 22-23
|  | Sand for filling | Cum | 6 | 1576 | 9456 | 22-23
|  | Rate per 6 Cum |  |  |  | 9618.75 | 22-23
|  | Rate per 1 Cum |  |  |  | 1603.13 | 22-23
9 | RBR-FNDN -2- (I) Amendment as per 2015-16 | Filling Basement with Selected earth in trenches, sides of foundations & basement by watering and ramming including all operational, incidental, labour charges, hire charges of T&P etc complete including cost and conveyance of material and labour charges etc complete for finished item of the work (APSS No 309& 310) per 1 Cum |  |  |  |  | 22-23
|  | Unit = 6 Cum |  |  |  |  | 22-23
| a) | Labour |  |  |  |  | 22-23
|  | Mazdoor (Un-Skilled) | day | 0.31 | 525 | 162.75 | 22-23
| b) | Material |  |  |  |  | 22-23
|  | Selected earth | Cum | 6 | 189 | 1134 | 22-23
|  | Rate per 6 Cum |  |  |  | 1296.75 | 22-23
|  | Rate per 1 Cum |  |  |  | 216.13 | 22-23
10 | RBR-FNDN -2- (I) Amendment as per 2015-16 | Filling Basement with Gravel in trenches, sides of foundations & basement by watering and ramming including all operational, incidental, labour charges, hire charges of T&P etc complete including cost and conveyance of material and labour charges etc complete for finished item of the work (APSS No 309& 310) per 1 Cum |  |  |  |  | 22-23
|  | Unit = 6 Cum |  |  |  |  | 22-23
| a) | Labour |  |  |  |  | 22-23
|  | Mazdoor (Un-Skilled) | day | 0.31 | 525 | 162.75 | 22-23
| b) | Material |  |  |  |  | 22-23
|  | Gravel filling | Cum | 6 | 245 | 1470 | 22-23
|  | Rate per 6 Cum |  |  |  | 1632.75 | 22-23
|  | Rate per 1 Cum |  |  |  | 272.13 | 22-23
11 | BLD-CSTN-2-9 Amendment as per 2015-16 | Filling in foundation with excavated soil as per drawing and technical specification Clause 305.3.9 MORD & 304 MORTH. |  |  |  |  | 22-23
|  | Taking output-6 Cum |  |  |  |  | 22-23
|  | Mazdoor | day | 3.12 | 525 | 1638 | 22-23
|  | water (including for curing) | Kl | 0.72 | 95 | 68.4 | 22-23
|  | Rate per 6 cum |  |  |  | 1706.4 | 22-23
|  | Rate per 6 cum |  |  |  | 284.4 | 22-23
2 | BLD-CSTN-2-5 | Plain Cement Concrete (1:4:8) proportion Nominal mix for foundations using 40mm size SS-5 metal including cost and conveyance of all materials and curing charges, labour charges, machine mixing and laying concrete in foundations ramming etc complete for Bed Concrete (APSS No 402) |  |  |  |  | 22-23
|  | A. Materials |  |  |  |  | 22-23
|  | Cost of Cement | Kg | 162 | 4700 | 761.4 | 22-23
|  | Coarse aggregate 40mm metal | cum | 0.9 | 1636.9 | 1473.21 | 22-23
|  | Sand for Concrete | cum | 0.45 | 1721 | 774.45 | 22-23
|  | water (including for curing) | kl | 1.2 | 95 | 114 | 22-23
|  | B. Machinery |  |  |  |  | 22-23
|  | Concrete mixer 10/7 cft (0.2/0.8cum) capacity | hour | 1 | 667.5 | 667.5 | 22-23
|  | C. Labour |  |  |  |  | 22-23
|  | Mason 1st class | day | 0.1 | 630 | 63 | 22-23
|  | Mazdoor (Un-Skilled) | day | 1.39 | 525 | 729.75 | 22-23
[6 empty] | 4583.31 | 22-23
13 | BLD-CSTN-2-7 | Plain Cement Concrete (1:5:10) proportion Nominal mix for foundations using 40mm size SS-5 metal including cost and conveyance of all materials and curing charges, labour charges, machine mixing and laying concrete in foundations ramming etc complete for Bed Concrete (APSS No 402) |  |  |  |  | 22-23
|  | A. Materials |  |  |  |  | 22-23
|  | Cost of Cement | Kg | 129.6 | 4700 | 609.12 | 22-23
|  | Coarse aggregate 40mm metal | cum | 0.9 | 1636.9 | 1473.21 | 22-23
|  | Sand for Concrete | cum | 0.45 | 1721 | 774.45 | 22-23
|  | water (including for curing) | kl | 1.2 | 95 | 114 | 22-23
|  | B. Machinery |  |  |  |  | 22-23
|  | Concrete mixer 10/7 cft (0.2/0.8cum) capacity | hour | 1 | 667.5 | 667.5 | 22-23
|  | C. Labour |  |  |  |  | 22-23
|  | Mason 1st class | day | 0.1 | 630 | 63 | 22-23
|  | Mazdoor (Un-Skilled) | day | 1.39 | 525 | 729.75 | 22-23
[6 empty] | 4431.03 | 22-23
14 | BLD-CSTN-2-13-A | Reinforced Cement Concrete M-25 Nominal mix (Cement: Fine aggregates: Coarse aggregates) corresponding Table 9 of IS 456 using 20mm size graded machine crushed hard granite metal (coarse aggregate) from approved quarry including cost and conveyance of all materials like Cement, fine aggregate( Sand), coarse aggregate, water etc to site and including sales and other taxes on all marerilas including all operational, incidental and labour charges such as machine mixing, laying concrete, curing etc complete but excluding cost of steel and its fabrication charges for finished item of work, but excluding centering, shttering |  |  |  |  | 22-23
|  | Foundations, plinth Beams and Pedastals |  |  |  |  | 22-23
|  | A. Materials |  |  |  |  | 22-23
|  | 20mm HBG Machine Crushed Chips | cum | 0.8 | 2046.91 | 1637.53 | 22-23
|  | Sand for Concrete | cum | 0.4 | 1721 | 688.4 | 22-23
|  | Cement | Kg | 340 | 4700 | 1598 | 22-23
|  | B. Labour |  |  |  |  | 22-23
|  | Mason 1st class | day | 0.133 | 630 | 83.79 | 22-23
|  | Mason 2nd class | day | 0.267 | 565 | 150.86 | 22-23
|  | Mazdoor (both Men and Women) | day | 3.6 | 525 | 1890 | 22-23
|  | B. Machinery |  |  |  |  | 22-23
|  | Concrete mixer 10/7 cft (0.2/0.8cum) capacity | hour | 1 | 667.5 | 667.5 | 22-23
|  | Needle Vibrator 40mm (Petrole) | hour | 1 | 259.1 | 259.1 | 22-23
|  | water (including for curing) | kl | 1.2 | 95 | 114 | 22-23
|  | Basic Cost for 1.00 Cum |  |  |  | 7089.18 | 22-23
|  | Columns Footings |  |  |  |  | 22-23
|  | Rate for M-20 Nominal Basic Cost 1.00 Cum | cum | 1 | 7089.18 | 7089.18 | 22-23
|  | Centering : Columns Footings material hire charges | cum | 1 | 301 | 301 | 22-23
|  | Centering : Columns Footings Labour charges | cum | 1 | 672 | 672 | 22-23
[6 empty] | 8062.18 | 22-23
|  | Columns Pedastals |  |  |  |  | 22-23
|  | Rate for M-20 Nominal Basic Cost 1.00 Cum | cum | 1 | 7089.18 | 7089.18 | 22-23
|  | Centering : Column Pedastals material hire charges | cum | 1 | 343 | 343 | 22-23
|  | Centering : Column Pedastals Labour charges | cum | 1 | 1069 | 1069 | 22-23
[6 empty] | 8501.18 | 22-23
|  | Plinth Beams |  |  |  |  | 22-23
|  | Rate for M-20 Nominal Basic Cost 1.00 Cum | cum | 1 | 7089.18 | 7089.18 | 22-23
|  | Centering : Plinth Beams material hire charges | cum | 1 | 1453 | 1453 | 22-23
|  | Centering : Plinth Beam Labour charges | cum | 1 | 1620 | 1620 | 22-23
[6 empty] | 10162.18 | 22-23
7 | BLD-CSTN-2-13-B | Reinforced Cement Concrete M-25 Nominal mix (Cement: Fine aggregates: Coarse aggregates) corresponding Table 9 of IS 456 using 20mm size graded machine crushed hard granite metal (coarse aggregate) from approved quarry including cost and conveyance of all materials like Cement, fine aggregate( Sand), coarse aggregate, water etc to site and including sales and other taxes on all marerilas including all operational, incidental and labour charges suxh as machine mixing, laying concrete, curing etc complete but excluding cost of steel and its fabrication charges for finished item of work, but excluding centering, shttering |  |  |  |  | 22-23
|  | Columns, Lintels and RCC Walls in Buildings |  |  |  |  | 22-23
|  | A. Materials |  |  |  |  | 22-23
|  | 20mm HBG Machine Crushed Chips | cum | 0.8 | 2046.91 | 1637.53 | 22-23
|  | Sand for Concrete | cum | 0.4 | 1721 | 688.4 | 22-23
|  | Cement | Kg | 340 | 4700 | 1598 | 22-23
|  | B. Labour |  |  |  |  | 22-23
|  | Mason 1st class | day | 0.167 | 630 | 105.21 | 22-23
|  | Mason 2nd class | day | 0.167 | 565 | 94.36 | 22-23
|  | Mazdoor (both Men and Women) | day | 4.7 | 525 | 2467.5 | 22-23
|  | B. Machinery |  |  |  |  | 22-23
|  | Concrete mixer 10/7 cft (0.2/0.8cum) capacity | hour | 1 | 667.5 | 667.5 | 22-23
|  | Needle Vibrator 40mm (Petrole) | hour | 1 | 259.1 | 259.1 | 22-23
|  | water (including for curing) | kl | 1.2 | 95 | 114 | 22-23
|  | Basic Cost for 1.00 Cum |  |  |  | 7631.6 | 22-23
|  |  |  | GF | FF | SF | 22-23
|  | Columns Basic Rate for 1.00 Cum |  | 7631.6 | 7631.6 | 7631.6 | 22-23
|  | Centering charges for Columns material hire charges |  | 371 | 371 | 371 | 22-23
|  | Centering charges for Columns Labour charges |  | 2415 | 2657 | 2898 | 22-23
|  | Add Lift Charges @ 10%, 20% on Labour charges B |  |  | 532.41 | 1113.01 | 22-23
|  |  |  | 10417.6 | 11192.01 | 12013.61 | 22-23
|  |  |  | GF | FF | SF | 22-23
|  | Lintels Basic Rate for 1.00 Cum |  | 7631.6 | 7631.6 | 7631.6 | 22-23
|  | Centering charges for Lintels material hire charges |  | 1233 | 1233 | 1233 | 22-23
|  | Centering charges for Lintels Labour charges |  | 1720 | 1892 | 2064 | 22-23
|  | Add Lift Charges @ 10%, 20% on Labour charges B |  |  | 455.91 | 946.21 | 22-23
|  |  |  | 10584.6 | 11212.51 | 11874.81 | 22-23
8 | BLD-CSTN-2-13-C | Reinforced Cement Concrete M-25 Nominal mix (Cement: Fine aggregates: Coarse aggregates) corresponding Table 9 of IS 456 using 20mm size graded machine crushed hard granite metal (coarse aggregate) from approved quarry including cost and conveyance of all materials like Cement, fine aggregate( Sand), coarse aggregate, water etc to site and including sales and other taxes on all marerilas including all operational, incidental and labour charges suxh as machine mixing, laying concrete, curing etc complete but excluding cost of steel and its fabrication charges for finished item of work, but excluding centering, shttering |  |  |  |  | 22-23
|  | Roof Slabs and Beams |  |  |  |  | 22-23
|  | A. Materials |  |  |  |  | 22-23
|  | 20mm HBG Machine Crushed Chips | cum | 0.8 | 2046.91 | 1637.53 | 22-23
|  | Sand for Concrete | cum | 0.4 | 1721 | 688.4 | 22-23
|  | Cement | Kg | 340 | 4700 | 1598 | 22-23
|  | B. Labour |  |  |  |  | 22-23
|  | Mason 1st class | day | 0.067 | 630 | 42.21 | 22-23
|  | Mason 2nd class | day | 0.133 | 565 | 75.15 | 22-23
|  | Mazdoor (both Men and Women) | day | 2.5 | 525 | 1312.5 | 22-23
|  | B. Machinery |  |  |  |  | 22-23
|  | Concrete mixer 10/7 cft (0.2/0.8cum) capacity | hour | 0.267 | 667.5 | 178.22 | 22-23
|  | Needle Vibrator 40mm (Petrole) | hour | 0.267 | 259.1 | 69.18 | 22-23
|  | water (including for curing) | kl | 1.2 | 95 | 114 | 22-23
|  | Basic Cost for 1.00 Cum |  |  |  | 5715.19 | 22-23
|  |  |  | GF | FF | SF | 22-23
|  | Roof Beams Basic Rate 1.00 Cum |  | 5715.19 | 5715.19 | 5715.19 | 22-23
|  | Centering charges for Beams material hire charges |  | 2179 | 2179 | 2179 | 22-23
|  | Centering charges for Beams Labour charges |  | 2027 | 2230 | 2432 | 22-23
|  | Add Lift Charges @ 10%, 20% on Labour charges B |  |  | 365.99 | 772.37 | 22-23
|  | 1.00 Cum |  | 9921.19 | 10490.18 | 11098.56 | 22-23
|  |  |  | GF | FF | SF | 22-23
|  | Roof Slabs 100mm Basic Rate 1sqm |  | 5715.19 | 5715.19 | 5715.19 | 22-23
|  | Roof Slabs 100mm Basic Rate 1sqm | 0.1 | 571.52 | 571.52 | 571.52 | 22-23
|  | Centering charges for Roof Slab material hire charges |  | 247 | 247 | 247 | 22-23
|  | Centering charges for Roof Slab Labour charges |  | 241 | 265 | 289 | 22-23
|  | Add Lift Charges @ 10%, 20% on Labour charges B |  |  | 169.49 | 343.77 | 22-23
|  | 1.00 Sqm |  | 1059.52 | 1253.01 | 1451.29 | 22-23
|  |  |  | GF | FF | SF | 22-23
|  | Roof Slabs 125mm Basic Rate 1sqm |  | 5715.19 | 5715.19 | 5715.19 | 22-23
|  | Roof Slabs 125mm Basic Rate 1sqm | 0.125 | 714.4 | 714.4 | 714.4 | 22-23
|  | Centering charges for Roof Slab material hire charges |  | 247 | 247 | 247 | 22-23
|  | Centering charges for Roof Slab Labour charges |  | 241 | 265 | 289 | 22-23
|  | Add Lift Charges @ 10%, 20% on Labour charges B |  |  | 169.49 | 343.77 | 22-23
|  | 1.00 Sqm |  | 1202.4 | 1395.89 | 1594.17 | 22-23
|  |  |  | GF | FF | SF | 22-23
|  | Roof Slabs 150mm Basic Rate 1sqm |  | 5715.19 | 5715.19 | 5715.19 | 22-23
|  | Roof Slabs 125mm Basic Rate 1sqm | 0.15 | 857.28 | 857.28 | 857.28 | 22-23
|  | Centering charges for Roof Slab material hire charges |  | 247 | 247 | 247 | 22-23
|  | Centering charges for Roof Slab Labour charges |  | 241 | 265 | 289 | 22-23
|  | Add Lift Charges @ 10%, 20% on Labour charges B |  |  | 169.49 | 343.77 | 22-23
|  | 1.00 Sqm |  | 1345.28 | 1538.77 | 1737.05 | 22-23
|  | Waist Slab 175mm Basic Rate 1sqm |  | 5715.19 | 5715.19 | 5715.19 | 22-23
|  | Roof Slabs 125mm Basic Rate 1sqm | 0.175 | 1000.16 | 1000.16 | 1000.16 | 22-23
|  | Centering charges for Waist Slab material hire charges |  | 254 | 254 | 254 | 22-23
|  | Centering charges for Waist Slab Labour charges |  | 248 | 273 | 298 | 22-23
|  | Add Lift Charges @ 10%, 20% on Labour charges B |  |  | 170.29 | 345.57 | 22-23
|  | 1.00 Sqm |  | 1502.16 | 1697.45 | 1897.73 | 22-23
|  | Chajjas of 0.50M width with 2" thick |  | GF | FF | SF | 22-23
|  | Basic Rate Chajja 1.00 Cum |  | 5715.19 | 5715.19 | 5715.19 | 22-23
|  | 2.0M X 0.5M X 0.05M = 0.05Cum / 1.00 Sqm | 0.05 | 285.76 | 285.76 | 285.76 | 22-23
|  | Centering charges for Chajja material hire charges | sqm | 243 | 243 | 243 | 22-23
|  | Centering charges for Chajja Labour charges | sqm | 264 | 290 | 317 | 22-23
|  | Add Lift Charges @ 10%, 20% on Labour charges on B |  |  | 171.99 | 349.37 | 22-23
|  | 1.00 Sqm |  | 792.76 | 990.75 | 1195.13 | 22-23
|  | Sunshades of 0.60M width with 3" & 2" thick |  |  |  |  | 22-23
|  |  |  | GF | FF | SF | 22-23
|  | Basic Rate Sunshade 1.00 Cum |  | 5715.19 | 5715.19 | 5715.19 | 22-23
|  | 1.0MX0.6MX(0.075+0.05)2 = 0.0375Cum/1M | 0.0375 | 214.32 | 214.32 | 214.32 | 22-23
|  | Centering charges SS material hire charges | 0.6 | 145.8 | 145.8 | 145.8 | 22-23
|  | Centering charges SS Labour charges | 0.6 | 158.4 | 174 | 190.2 | 22-23
|  | Add Lift Charges @ 10%, 20% on Labour charges on B | 0.6 |  | 96.23 | 194.41 | 22-23
|  | 1.00 RM |  | 518.52 | 630.35 | 744.73 | 22-23
17 | BLD-CSTN-2-13-C | Reinforced Cement Concrete M 25 nominal mix using 12mm size hard granite machine crushed graded metal (coarse aggregate - as per IS 383 - 1970 and IS 2386 Part 1 to Part 8) from approved quarry, using a minimum quantity of 350 kgs. of cement per 1 cum of concrete using concrete Mixer 10 / 7 cft (0.2 / 0.8 cum) capacity including cost and conveyance of all materials like cement, fine aggregate (Sand), coarse aggregate, water etc., to site including centering, shuttering, labour charges such as weigh batching, machine mixing, hire charges of concrete mixer, laying concrete, lift charges, curing etc., for finished item of work (APSS No. 402 & 403) |  |  |  |  | 22-23
|  | for platforms and shelves. |  |  |  |  | 22-23
|  | A. Materials |  |  |  |  | 22-23
|  | 20mm HBG Machine Crushed Chips | cum | 0.8 | 2046.91 | 1637.53 | 22-23
|  | Sand for Concrete | cum | 0.4 | 1721 | 688.4 | 22-23
|  | Cement | Kg | 340 | 4700 | 1598 | 22-23
|  | B. Labour |  |  |  |  | 22-23
|  | Mason 1st class | day | 0.067 | 630 | 42.21 | 22-23
|  | Mason 2nd class | day | 0.133 | 565 | 75.15 | 22-23
|  | Mazdoor (both Men and Women) | day | 2.5 | 525 | 1312.5 | 22-23
|  | B. Machinery |  |  |  |  | 22-23
|  | Concrete mixer 10/7 cft (0.2/0.8cum) capacity | hour | 0.267 | 667.5 | 178.22 | 22-23
|  | water (including for curing) | kl | 1.2 | 95 | 114 | 22-23
|  | Basic Cost for 1.00 Cum |  |  |  | 5646.02 | 22-23
|  |  |  | GF | FF | SF | 22-23
|  | 50mm thick platforms / lofts: 1sqm |  | 5646.02 | 5646.02 | 5646.02 | 22-23
|  | Roof Slabs 50mm Basic Rate 1sqm | 0.05 | 282.3 | 282.3 | 282.3 | 22-23
|  | Hire charges of centering and scaffolding (50% of roof slab) |  | 123.5 | 123.5 | 123.5 | 22-23
|  | Centering charges for Roof Slab Labour charges (50% of roof slab) |  | 120.5 | 132.5 | 144.5 | 22-23
|  | Add Lift Charges @ 10%, 20% on Labour charges B |  |  | 156.24 | 314.87 | 22-23
|  | 1.00 Sqm |  | 526.3 | 694.54 | 865.17 | 22-23
|  |  |  | GF | FF | SF | 22-23
|  | 25mm thick platforms / lofts: 1sqm |  | 5646.02 | 5646.02 | 5646.02 | 22-23
|  | Roof Slabs 50mm Basic Rate 1sqm | 0.025 | 141.15 | 141.15 | 141.15 | 22-23
|  | Hire charges of centering and scaffolding (50% of roof slab) |  | 123.5 | 123.5 | 123.5 | 22-23
|  | Centering charges for Roof Slab Labour charges (50% of roof slab) |  | 120.5 | 132.5 | 144.5 | 22-23
|  | Add Lift Charges @ 10%, 20% on Labour charges B |  |  | 156.24 | 314.87 | 22-23
|  | 1.00 Sqm |  | 385.15 | 553.39 | 724.02 | 22-23
2 |  | Plain Cement Concrete M-25 Nominal mix (Cement: Sand: Metal) corresponding Table 9 of IS 456 using 20mm size graded machine crushed hard granite metal from approved quarry including c/c of all materials like Cement, Sand, coarse aggregate, water etc to site, all marerials including labour charges such as machine mixing, laying concrete, curing etc complete but excluding cost of steel and its fabrication charges for finished item of work |  |  |  |  | 22-23
|  | Steps & Flooring |  |  |  |  | 22-23
|  | A. Materials |  |  |  |  | 22-23
|  | 20mm HBG Machine Crushed Chips | cum | 0.8 | 2046.91 | 1637.53 | 22-23
|  | Sand for Concrete | cum | 0.4 | 1721 | 688.4 | 22-23
|  | Cement | Kg | 340 | 4700 | 1598 | 22-23
|  | B. Labour |  |  |  |  | 22-23
|  | Mason 1st class | day | 0.1 | 630 | 63 | 22-23
|  | Mason 2nd class | day | 1.39 | 565 | 785.35 | 22-23
|  | B. Machinery |  |  |  |  | 22-23
|  | Concrete mixer 10/7 cft (0.2/0.8cum) capacity | hour | 0.308 | 667.5 | 205.59 | 22-23
|  | Needle Vibrator 40mm (Petrole) | hour | 0.308 | 259.1 | 79.8 | 22-23
|  | water (including for curing) | kl | 1.2 | 95 | 114 | 22-23
|  | Basic Cost for 1.00 Cum |  |  |  | 5171.67 | 22-23
|  |  |  | GF | FF | FF | 22-23
|  | For Steps Basic Rate 1.00 Cum |  | 5171.67 | 5171.67 | 5171.67 | 22-23
|  | Centering charges for Beams material hire charges |  | 67 | 67 | 67 | 22-23
|  | Centering charges for Beams Labour charges |  | 363 | 363 | 363 | 22-23
|  | Add Lift Charges @ 10%, 20% on Labour charges B |  |  | 121.14 | 242.27 | 22-23
|  | 1.00 Cum |  | 5601.67 | 5722.81 | 5843.94 | 22-23
9 | BLD-CSTN- 2-18 Amendment | Supplying, fitting & placing HYSD bar reinforcement in foundation complete as per drawings and technical Specifications including labour charges for cutting, bending to required sizes and shapes, placing in position and tying with binding wire, forming grills for reinforcement work including cost and conveyance of steel bars below 36mm dia including overlaps and wastage, where they are not welded |  |  |  |  | 22-23
|  | Unit = tonne |  |  |  |  | 22-23
|  | Taking Output 1.000 tonne |  |  |  |  | 22-23
| a) | Material |  |  |  |  | 22-23
|  | HYSD Bars including 5% for overlaps & wastage | t | 1 | 76110 | 76110 | 22-23
|  | Binding wire | Kg | 6 | 70 | 420 | 22-23
| b) | Labour for cutting, bending, shifting to site, tying and placing in position |  |  |  |  | 22-23
|  | Bar bender | day | 10 | 750 | 7500 | 22-23
|  | Mazdoor (Un-Skilled) | day | 10 | 525 | 5250 | 22-23
|  | Rate per 1.000 tonne |  |  |  | 89280 | 22-23
|  |  |  | GF | FF | SF | 22-23
|  | Basic Rate |  | 89280 | 89280 | 89280 | 22-23
|  | Add Lift Charges @ 10%, 20% on Labour charges B |  |  | 1275 | 2550 | 22-23
|  | Rate per 1.00 MT |  | 89280 | 90555 | 91830 | 22-23
20 | Amendment ofasper Building SSR 2011-12 | Providing Mild Steel (MS) steel bars of different diameters for RCC works , including labour charges for straightening, cutting, bending to required sizes and shapes, placing in position with cover blocks of approved materials and size and tying and welding using electrodes, forming grills for reinforcement work as per approved designs and drawings, including cost and conveyance of steel bars, including all wastages such as overlaps, couplings, welding, chairs, spacer bars including cost and conveyance of binding wire, cover blocks and all incidental, operational, labour charges such as cutting, bending, placing in position, welding including sales and other taxes on all materials etc., complete for finished item of work. |  |  |  |  | 22-23
|  | Unit = t |  |  |  |  | 22-23
|  | (a) Material |  |  |  |  | 22-23
|  | HYSD/ TMT/ MS bars including 2.5 per cent for wastage | t | 1.025 | 72570 | 74384.25 | 22-23
|  | Welding Electrodes @ 5 per joint (14 joints / ton) | each | 70 | 16 | 1120 | 22-23
|  | Binding wire ( MATERIAL & WORK ITEM RATES S.No.173) | kg | 3 | 70 | 210 | 22-23
|  | (b) Labour for cutting, bending, shifting to site, tying and placing in position |  |  |  |  | 22-23
|  | Welder | day | 2.5 | 615 | 1537.5 | 22-23
|  | Black smith | day | 10 | 590 | 5900 | 22-23
|  | Mazdoor (Unskilled) | day | 10 | 525 | 5250 | 22-23
|  | Welding Charges (Hire charges of Welding Machine) | Hr | 10 | 117.7 | 1177 | 22-23
|  | Rate per tonne |  |  |  | 89578.75 | 22-23
|  | Rate per Kg |  |  |  | 89.58 | 22-23
4 |  | Supplying & fixing of Iron Doors and Windows Grills including labour charges for fabricating steel including cost of welding rods, power charges & fixing the grill in position etc complete |  |  |  |  | 22-23
|  | Unit = Kg |  |  |  |  | 22-23
| a) | Material |  |  |  |  | 22-23
|  | Structural steel angles for grills including wastage | Kg | 1.025 | 72.57 | 74.38 | 22-23
| b) | Labour charge fabricating steel grills BMM.V.14 | Kg | 1 | 30 | 30 | 22-23
|  | Labour charg fixing grill in position BMM.V.15 | day | 1 | 6 | 6 | 22-23
|  | Rate per 1.00 Kg |  |  |  | 110.38 | 22-23
5 |  | Supply and fixing of ornamental grill made of 20mm x 10mm MS flats and MS Grill 8mm x 8mm for fixing in fan light portion and side fixed panels for door cum window as per the approved drawing including cutting the flat to required length, welding, painting with red oxide single coat including cost and conveyance of all materials, labour charges etc., complete for finished otem of work. |  |  |  |  | 22-23
| a) | Material |  |  |  |  | 22-23
|  | Cost of MS flats | Kg | 43.51 | 72.57 | 3157.52 | 22-23
|  | Cost of MS Grill | Kg | 14.4 | 76.11 | 1095.98 | 22-23
| b) | Labour charge fabricating steel grills BMM.V.14 | Kg | 57.91 | 30 | 1737.3 | 22-23
|  | Labour charg fixing grill in position BMM.V.15 | day | 57.91 | 6 | 347.46 | 22-23
|  | Rate per 2.025 Sqm |  |  |  | 6338.26 | 22-23
|  | Rate per 1.00 Sqm |  |  |  | 3130 | 22-23
23 |  | Supplying & fixing of MS tubes & Pipes including labour charges for fabricating steel including cost of welding rods, power charges & fixing the grill in position etc complete |  |  |  |  | 22-23
|  | Unit = Kg |  |  |  |  | 22-23
| a) | Material |  |  |  |  | 22-23
|  | MS Tubes and pipes BMT-F.04 | Kg | 1.025 | 76 | 77.9 | 22-23
| b) | Labour charge fabricating steel grills BMM.V.16 | Kg | 1 | 26 | 26 | 22-23
|  | Labour charg fixing grill in position BMM.V.17 | day | 1 | 23 | 23 | 22-23
|  | Rate per 1.00 Kg |  |  |  | 126.9 | 22-23
2 |  | Supplying and fixing of stainless steel (grade 304) hand railing as per approved drawing with top rail of 50mm dia pipe and 2mm thick medium class and vertical posts of 25mm dia and 1.6mm thick medium class 1 No for each step fixed with base plate of 75mm dia using bonding agent and anchor fastner and welding, drilling of 25mm dia holes with pneumatic compressor for fixing railing, buffing, polishing all members of the railing thouroughly , lacquer finishing to present seamless finish including cost and conveyance of all materials, electrodes, welding charges, cost of all consumables, labour charges , overheads & contractors profit etc., complete for finished item of work. |  |  |  |  | 22-23
|  | Taking output = 4.60 Rm |  |  |  |  | 22-23
|  | 50mm dia SS pipe ( 1 x 4.60) | 4.6 | 2.39 | 10.99 |  | 22-23
|  | 25mm dia SS pipe (8 x 0.90) | 11.7 | 0.89 | 10.41 |  | 22-23
[5 empty] | 21.4 |  | 22-23
|  | Stainless Steel Tubes BMT-F.06 | Kg | 21.4 | 414 | 8859.6 | 22-23
|  | Labour charge fabricating stainless steel railing BMM-V.18 | Kg | 21.4 | 144 | 3081.6 | 22-23
|  | Drilling of 25mm dia hole(13 x 0.10) | Rm | 1.3 | 220 | 286 | 22-23
|  | Base Plate 75mm dia. | No | 13 | 80 | 1040 | 22-23
|  | Add for anchor bars | No | 13 | 30 | 390 | 22-23
|  | Add for bonding | No | 13 | 15 | 195 | 22-23
|  | Rate per 4.60 Rm |  |  |  | 13852.2 | 22-23
|  | Rate per 1.00 Rm |  |  |  | 3011.35 | 22-23
|  | Rate per 1.00 Sqm (Rm Quantity / 0.90) |  |  |  | 3345.94 | 22-23
25 |  | Supplying and fixing of stainless steel (grade 304) railing for ramp as per approved drawing with top rail of 50mm dia pipe and 2mm thick medium class fixed in to wall with 25mm dia pipe of 0.30m length @ 1m centre to centre and welding, buffing, polishing all members of the railing thouroughly , lacquer finishing to present seamless finish including cost and conveyance of all materials, electrodes, welding charges, cost of all consumables, labour charges , overheads & contractors profit etc., complete for finished item of work. |  |  |  |  | 22-23
|  | Taking output = 10.00 Rm |  |  |  |  | 22-23
|  | 50mm dia SS pipe ( 1 x 10.00) | 10 | 2.39 | 23.9 |  | 22-23
|  | 25mm dia SS pipe (9 x 0.30) | 2.7 | 0.89 | 2.4 |  | 22-23
[5 empty] | 26.3 |  | 22-23
|  | Stainless Steel Tubes BMT-F.06 | Kg | 26.3 | 414 | 10888.2 | 22-23
|  | Labour charge fabricating stainless steel railing BMM-V.18 | Kg | 26.3 | 144 | 3787.2 | 22-23
|  | Drilling of 25mm dia hole(9 x 0.10) | Rm | 0.9 | 220 | 198 | 22-23
|  | Base Plate 25mm dia. | No | 9 | 30 | 270 | 22-23
|  | Rate per 10.00 Rm |  |  |  | 15143.4 | 22-23
|  | Rate per 1.00 Rm |  |  |  | 1514.34 | 22-23
25 |  | Supplying & fixing of Stainless Steel Tubes using stainless steel welding rods including buffing, polishing, lacquer finishing, to present seamless finish |  |  |  |  | 22-23
|  | Stainless Steel Tubes BMT-F.06 | Kg | 1.025 | 414 | 424.35 | 22-23
|  | Labour charge fabricating stainless steel railing BMM-V.18 | Kg | 1 | 144 | 144 | 22-23
|  | Rate per 1Kg |  |  |  | 568.35 | 22-23
26 | BLD-CSTN-4-9 | Random Rubble mansonary in CM(1:6) including Cost and Conveyance of all materials and curing charges but excluding unskilled wages etc., complete for finished item of work |  |  |  |  | 22-23
|  | Unit = 1 Cum |  |  |  |  | 22-23
|  | A. Materials |  |  |  |  | 22-23
|  | Cement | Kg | 59.4 | 4700 | 279.18 | 22-23
|  | Rough stone | cum | 1.1 | 1039.9 | 1143.89 | 22-23
|  | Fine aggregate (Sand) for Mortor | cum | 0.33 | 1816 | 599.28 | 22-23
|  | B. Labour |  |  |  |  | 22-23
|  | Mason 1st class | day | 1.2 | 630 | 756 | 22-23
|  | Mazdoor (un-skilled) | day | 2 | 525 | 1050 | 22-23
|  | Rate per 1.00 Cum |  |  |  | 3828.35 | 22-23
4 | BLD-CSTN- 3-1a (iv) | Brick Masonary for Basement with CM (1:6) proportion using 2nd class traditional bricks of size 23X11X7 cms having minimum crushing strength of 40kg/cm2 including c/c of all materials like Cement, Sand, Bricks, water etc including seigniorage, sales and other taxes on all marerilas including all operational, incidental and labour charges such as mixing cement mortar , Scaffolding charges, etc complete for finished item of work (APSS No 501 & 504) |  |  |  |  | 22-23
|  | Unit = 1 Cum |  |  |  |  | 22-23
|  | A. Materials |  |  |  |  | 22-23
|  | Cement | Kg | 48 | 4700 | 225.6 | 22-23
|  | Bricks traditional size 23X11X7cms 2nd class | No's | 512 | 8716 | 4462.59 | 22-23
|  | Fine aggregate (Sand) for Mortar | cum | 0.2 | 1816 | 363.2 | 22-23
|  | B. Labour |  |  |  |  | 22-23
|  | Mason 1st class | day | 0.24 | 630 | 151.2 | 22-23
|  | Mason 2nd class | day | 0.56 | 565 | 316.4 | 22-23
|  | Mazdoor (un-skilled) | day | 1.89 | 525 | 992.25 | 22-23
|  | Rate per 1.00 Cum |  |  |  | 6511.24 | 22-23
|  |  |  | GF | FF | SF | 22-23
|  | Basic Rate for Walls |  | 6511.24 | 6511.24 | 6511.24 | 22-23
|  | scaffolding material hire charge Rs 10.32 / Sqm | 4.35 | 46.89 | 46.89 | 46.89 | 22-23
|  | scaffolding Lab cha 79.46, 113.78 & 148.09/Sqm | 4.35 | 368.1 | 527.13 | 686.08 | 22-23
|  | Add Lift Charges @ 10%, 20% on Labour charges B |  |  | 198.7 | 429.19 | 22-23
|  | Rate per 1.00 Cum |  | 6926.23 | 7283.96 | 7673.4 | 22-23
8 | BLD-CSTN- 3-1a (v) | Brick Masonary for Superstructure with CM (1:8) proportion using 2nd class traditional bricks of size 23X11X7 cms having minimum crushing strength of 40kg/cm2 including c/c of all materials like Cement, Sand, Bricks, water etc including seigniorage, sales and other taxes on all marerilas including all operational, incidental and labour charges such as mixing cement mortar , Scaffolding charges, etc complete for finished item of work (APSS No 501 & 504) |  |  |  |  | 22-23
|  | Unit = 1 Cum |  |  |  |  | 22-23
|  | A. Materials |  |  |  |  | 22-23
|  | Cement | Kg | 36 | 4700 | 169.2 | 22-23
|  | Bricks traditional size 23X11X7cms 2nd class | No's | 512 | 8716 | 4462.59 | 22-23
|  | Fine aggregate (Sand) for Mortar | cum | 0.2 | 1816 | 363.2 | 22-23
|  | B. Labour |  |  |  |  | 22-23
|  | Mason 1st class | day | 0.24 | 630 | 151.2 | 22-23
|  | Mason 2nd class | day | 0.56 | 565 | 316.4 | 22-23
|  | Mazdoor (un-skilled) | day | 1.89 | 525 | 992.25 | 22-23
|  | Rate per 1.00 Cum |  |  |  | 6454.84 | 22-23
|  |  |  | GF | FF | SF | 22-23
|  | Basic Rate for Walls |  | 6454.84 | 6454.84 | 6454.84 | 22-23
|  | scaffolding material hire charge Rs 10.32 / Sqm | 4.35 | 46.89 | 46.89 | 46.89 | 22-23
|  | scaffolding Lab cha 79.46, 113.78 & 148.09/Sqm | 4.35 | 368.1 | 527.13 | 686.08 | 22-23
|  | Add Lift Charges @ 10%, 20% on Labour charges B |  |  | 198.7 | 429.19 | 22-23
|  | Rate per 1.00 Cum |  | 6869.83 | 7227.56 | 7617 | 22-23
13 | BLD-CSTN- 3-3 | 11.5 cm wide Brick masonry for super-structure on ground floor in cm (1:4) using second class traditional size bricks including cost of all materials, seigniorage charges, labour and all operations for constructing half brick masonry, mixing cement mortar, curing etc., complete for finished item of work, but excluding conveyance charges of materials. |  |  |  |  | 22-23
|  | Unit = 1 sqm |  |  |  |  | 22-23
|  | A. Materials |  |  |  |  | 22-23
|  | Cement | Kg | 72 | 4700 | 338.4 | 22-23
|  | Bricks traditional size 23X11X7cm 2nd class | No's | 565 | 8716 | 4924.54 | 22-23
|  | Fine aggregate (Sand) for Mortar | cum | 0.22 | 1816 | 399.52 | 22-23
|  | B. Labour |  |  |  |  | 22-23
|  | Mason 1st class | day | 0.6 | 630 | 378 | 22-23
|  | Mason 2nd class | day | 0.6 | 565 | 339 | 22-23
|  | Mazdoor (un-skilled) | day | 2.75 | 525 | 1443.75 | 22-23
|  | Rate per 10.00 Sqm |  |  |  | 7823.21 | 22-23
|  |  |  | GF | FF | SF | 22-23
|  | Basic Rate for Walls |  | 7823.21 | 7823.21 | 7823.21 | 22-23
|  | scaffoldi material hire charge | 8.7 | 93.79 | 93.79 | 93.79 | 22-23
|  | scaffold Lab charges | 8.7 | 736.194 | 1054.266 | 1372.164 | 22-23
|  | Add Lift Charges @ 10%, 20% on Labour charges B |  |  | 321.5016 | 706.5828 | 22-23
|  | Rate per 10 Sqm |  | 8653.194 | 9292.7676 | 9995.7468 | 22-23
|  | Rate per 1.00 Sqm |  | 865.32 | 929.28 | 999.57 | 22-23
30 | BLD-CSTN-6-18 | Masonry work in CM (1:8) prop with Flyash Cement solid blocks of size 290 x 225 x 140 mm for manufacturing of flyash solid blocks using flyash of 80 kgs, cement of 15 kgs. Gypsum of 5 kgs. and stone dust including cost and conveyance of all materials, labour charges, seiniorage charges, scaffolding and curing etc., cpomplete with a compresive streangth not lessthan 50 kg/sqm for walls for Superstructure Walls. |  |  |  |  | 22-23
|  | Unit = 1 Cum |  |  |  |  | 22-23
|  | A. Materials |  |  |  |  | 22-23
|  | No of blocks required for one cum of Masonry BMT-A.03 | No's | 110 | 30 | 3300 | 22-23
|  | Cost of Cement Mortar (1:6) | cum | 0.1 | 3139.8 | 313.98 | 22-23
|  | B. Labour |  |  |  |  | 22-23
|  | Mason 1st class | day | 0.42 | 630 | 264.6 | 22-23
|  | Mason 2nd class | day | 0.92 | 565 | 519.8 | 22-23
|  | Man Mazdoor | day | 0.7 | 525 | 367.5 | 22-23
|  | Woman Mazdoor | day | 2.1 | 525 | 1102.5 | 22-23
|  | Rate per 1.00 Cum |  |  |  | 5868.38 | 22-23
|  |  |  | GF | FF | SF | 22-23
|  | Basic Rate for Walls |  | 5868.38 | 5868.38 | 5868.38 | 22-23
|  | scaffolding material hire charge | 4.35 | 44.89 | 44.89 | 44.89 | 22-23
|  | scaffolding Lab charges | 4.35 | 368.1 | 527.13 | 686.08 | 22-23
|  | Add Lift Charges @ 10%, 20% on Labour charges B |  |  | 278.15 | 588.1 | 22-23
|  | Rate per 1.00 Cum |  | 6281.37 | 6718.55 | 7187.45 | 22-23
5 | BLD-CSTN-6-1 | Ceiling Plastering in CM (1:3) 12mm thick with dubara sponge finishing including cost and conveyance of all materials including all labour charges such as mixing cement mortar and curing etc complete for finished item of work (APSS 901 & 903) as per Amendment Data SoR 16-17 |  |  |  |  | 22-23
|  | Unit = 10 Sqm |  |  |  |  | 22-23
|  | A. Materials |  |  |  |  | 22-23
|  | Cement Mortar (1:3) | cum | 0.15 | 4267.8 | 640.17 | 22-23
|  | B. Labour |  |  |  |  | 22-23
|  | Mason 1st class | day | 0.45 | 630 | 283.5 | 22-23
|  | Mason 2nd class | day | 1.05 | 565 | 593.25 | 22-23
|  | Mazdoor (un-skilled) | day | 2.8 | 525 | 1470 | 22-23
|  | Rate per 10.00 Sqm |  |  |  | 2986.92 | 22-23
|  |  |  | GF | FF | SF | 22-23
|  | Basic Rate 10.00sqm |  | 2986.92 | 2986.92 | 2986.92 | 22-23
|  | scaffolding material hire charges | 10 | 25.7 | 25.7 | 25.7 | 22-23
|  | scfolding Lab charg | 10 | 169.4 | 240.4 | 311.3 | 22-23
|  | Add Lift Charges @ 10%, 20% on Labour charges B |  |  | 258.72 | 531.61 | 22-23
|  | Rate per 10.00 Sqm |  | 3182.02 | 3511.74 | 3855.53 | 22-23
|  | Rate per 1.00 Sqm |  | 318.2 | 351.17 | 385.55 | 22-23
5 | BLD-CSTN-6-3 | Plastering in CM (1:5) 12mm thick single coat including c/c of all materials including all operational, incidental and labour charges such as mixing cement mortar and curing etc complete for finished item of work (APSS 901, 903 & 904) for internal walls as per Amendment Data SoR 16-17 |  |  |  |  | 22-23
|  | Unit = 10 Sqm |  |  |  |  | 22-23
|  | A. Materials |  |  |  |  | 22-23
|  | Cement Mortar (1:5) | cum | 0.15 | 3365.4 | 504.81 | 22-23
|  | B. Labour |  |  |  |  | 22-23
|  | Mason 1st class | day | 0.45 | 630 | 283.5 | 22-23
|  | Mason 2nd class | day | 1.05 | 565 | 593.25 | 22-23
|  | Mazdoor (un-skilled) | day | 2.8 | 525 | 1470 | 22-23
|  | Rate per 10.00 Sqm |  |  |  | 2851.56 | 22-23
|  |  |  | GF | FF | SF | 22-23
|  | Basic Rate 10.00sqm |  | 2851.56 | 2851.56 | 2851.56 | 22-23
|  | scaffolding material hire charges | 10 | 10.8 | 10.8 | 10.8 | 22-23
|  | scfolding Lab charges | 10 | 84.7 | 121.2 | 157.7 | 22-23
|  | Add Lift Charges @ 10%, 20% on Labour charges B |  |  | 246.8 | 500.89 | 22-23
|  | Rate per 10.00 Sqm |  | 2947.06 | 3230.36 | 3520.95 | 22-23
|  | Rate per 1.00 Sqm |  | 294.71 | 323.04 | 352.1 | 22-23
3 | BLD-CSTN-6-3 | Plastering in CM (1:5) 20mm thick single coat including c/c of all materials including all operational, incidental and labour charges such as mixing cement mortar and curing etc complete for finished item of work (APSS 901, 903 & 904) for External walls as per Amendment Data SoR 16-17 |  |  |  |  | 22-23
|  | Unit = 10 Sqm |  |  |  |  | 22-23
|  | A. Materials |  |  |  |  | 22-23
|  | Cement Mortar (1:5) | cum | 0.21 | 3365.4 | 706.73 | 22-23
|  | B. Labour |  |  |  |  | 22-23
|  | Mason 1st class | day | 0.45 | 630 | 283.5 | 22-23
|  | Mason 2nd class | day | 1.05 | 565 | 593.25 | 22-23
|  | Mazdoor (un-skilled) | day | 2.8 | 525 | 1470 | 22-23
|  | Rate per 10.00 Sqm |  |  |  | 3053.48 | 22-23
|  |  |  | GF | FF | SF | 22-23
|  | Basic Rate 10.00sqm |  | 3053.48 | 3053.48 | 3053.48 | 22-23
|  | scaffolding material hire charges | 10 | 10.8 | 10.8 | 10.8 | 22-23
|  | scfolding Lab charg | 10 | 84.7 | 121.2 | 157.7 | 22-23
|  | Add Lift Charges @ 10%, 20% on Labour charges B |  |  | 246.8 | 500.89 | 22-23
|  | Rate per 10.00 Sqm |  | 3148.98 | 3432.28 | 3722.87 | 22-23
|  | Rate per 1.00 Sqm |  | 314.9 | 343.23 | 372.29 | 22-23
34 | BLD-CSTN-6-3 | Plastering in CM (1:3) 20mm thick single coat including c/c of all materials including all operational, incidental and labour charges such as mixing cement mortar and curing etc complete for finished item of work (APSS 901, 903 & 904) for External walls as per Amendment Data SoR 16-17 |  |  |  | BLD-CSTN-6-3 | 22-23
|  | Unit = 10 Sqm |  |  |  |  | 22-23
|  | A. Materials |  |  |  |  | 22-23
|  | Cement Mortar (1:3) | cum | 0.21 | 4267.8 | 896.24 | 22-23
|  | B. Labour |  |  |  |  | 22-23
|  | Mason 1st class | day | 0.45 | 630 | 283.5 | 22-23
|  | Mason 2nd class | day | 1.05 | 565 | 593.25 | 22-23
|  | Mazdoor (un-skilled) | day | 2.8 | 525 | 1470 | 22-23
|  | Rate per 10.00 Sqm |  |  |  | 3242.99 | 22-23
|  |  |  | GF | FF | SF | 22-23
|  | Basic Rate 10.00sqm |  | 3242.99 | 3242.99 | 3242.99 | 22-23
|  | scaffolding material hire charges | 10 | 10.8 | 10.8 | 10.8 | 22-23
|  | scfolding Lab charg | 10 | 84.7 | 121.2 | 157.7 | 22-23
|  | Add Lift Charges @ 10%, 20% on Labour charges B |  |  | 246.8 | 500.89 | 22-23
|  | Rate per 10.00 Sqm |  | 3338.49 | 3621.79 | 3912.38 | 22-23
|  | Rate per 1.00 Sqm |  | 333.85 | 362.18 | 391.24 | 22-23
6 | BLD-CSTN-6-10 | Plastering to brick masonary wall with 12mm thick double coat in CM (1:5) 8 mm thick base coat and CM (1:3) of 4mm thick top coat with dubara sponge finish including c/c of all materials including all operational, incidental and labour charges such as mixing cement mortar and curing etc complete for finished item of work (APSS 901, 903 & 904) |  |  |  |  | 22-23
|  | Unit = 10 Sqm |  |  |  |  | 22-23
|  | Base Coat in CM(1:6), 16 mm thick |  |  |  |  | 22-23
|  | Cement | Kg | 31.7 | 4700 | 148.99 | 22-23
|  | Sand Aggregate | cum | 0.11 | 1816 | 199.76 | 22-23
|  | Base Coat in CM(1:4), 4 mm thick |  |  |  |  | 22-23
|  | Cement | Kg | 19.2 | 4700 | 90.24 | 22-23
|  | Sand Aggregate | cum | 0.04 | 1816 | 72.64 | 22-23
|  | B. Labour |  |  |  |  | 22-23
|  | Mason 1st class | day | 0.63 | 630 | 396.9 | 22-23
|  | Mason 2nd class | day | 1.47 | 565 | 830.55 | 22-23
|  | Mazdoor (un-skilled) | day | 3.9 | 525 | 2047.5 | 22-23
|  | Rate per 10.00 Sqm |  |  |  | 3786.58 | 22-23
|  |  |  | GF | FF | SF | 22-23
|  | Basic Rate 10.00sqm |  | 3786.58 | 3786.58 | 3786.58 | 22-23
|  | scaffolding material hire charges | 10 | 10.8 | 10.8 | 10.8 | 22-23
|  | scfolding Lab charg | 10 | 84.7 | 121.2 | 157.7 | 22-23
|  | Add Lift Charges @ 10%, 20% on Labour charges B |  |  | 339.62 | 686.53 | 22-23
|  | Rate per 10.00 Sqm |  | 3882.08 | 4258.2 | 4641.61 | 22-23
|  | Rate per 1.00 Sqm |  | 388.21 | 425.82 | 464.16 | 22-23
11 | BLD-CSTN-6-9 | Plastering to brick masonary wall with 20mm thick double coat in CM (1:6) 16 mm thick base coat and CM (1:4) of 4mm thick top coat with dubara sponge finish including c/c of all materials including all operational, incidental and labour charges such as mixing cement mortar and curing etc complete for finished item of work (APSS 901, 903 & 904) |  |  |  |  | 22-23
|  | Unit = 10 Sqm |  |  |  |  | 22-23
|  | Base Coat in CM(1:6), 16 mm thick |  |  |  |  | 22-23
|  | Cement | Kg | 43 | 4700 | 202.1 | 22-23
|  | Sand Aggregate | cum | 0.18 | 1816 | 326.88 | 22-23
|  | Base Coat in CM(1:4), 4 mm thick |  |  |  |  | 22-23
|  | Cement | Kg | 14.5 | 4700 | 68.15 | 22-23
|  | Sand Aggregate | cum | 0.04 | 1816 | 72.64 | 22-23
|  | B. Labour |  |  |  |  | 22-23
|  | Mason 1st class | day | 0.63 | 630 | 396.9 | 22-23
|  | Mason 2nd class | day | 1.47 | 565 | 830.55 | 22-23
|  | Mazdoor (un-skilled) | day | 3.9 | 525 | 2047.5 | 22-23
|  | Rate per 10.00 Sqm |  |  |  | 3944.72 | 22-23
|  |  |  | GF | FF | SF | 22-23
|  | Basic Rate 10.00sqm |  | 3944.72 | 3944.72 | 3944.72 | 22-23
|  | scaffolding material hire charges | 10 | 10.8 | 10.8 | 10.8 | 22-23
|  | scfolding Lab charg | 10 | 84.7 | 121.2 | 157.7 | 22-23
|  | Add Lift Charges @ 10%, 20% on Labour charges B |  |  | 339.62 | 686.53 | 22-23
|  | Rate per 10.00 Sqm |  | 4040.22 | 4416.34 | 4799.75 | 22-23
|  | Rate per 1.00 Sqm |  | 404.02 | 441.63 | 479.98 | 22-23
37 |  | RCM facia 5cm thick in CM (1:3) for drop walls, fins with rabbit wire mesh & nominal reinforcement as directed by Engineer-in-charge with dubara sponge finishing, including cost & conveyance of all materials to site, seigniorage charges, sales & other taxes on all materials, operational & incidental, cost and conveyance of cement, wire mesh, water to work site, centering, scaffolding and form work, lift charges etc., complete for finished items of work but excluding cost of steel & its fabrication charges, for finished item of work. (APSS No.403 & 903) |  |  |  |  | 22-23
|  | Unit = 10 sqm |  |  |  |  | 22-23
|  | A. MATERIALS: |  |  |  |  | 22-23
|  | Rabbit wire mesh (1.0 M panna for 0.6 M drop) | sqm | 13.3 | 21 | 279.3 | 22-23
|  | Cement Mortar 1:3 for 25 mm thick | cum | 0.25 | 4267.8 | 1066.95 | 22-23
|  | Dry Cement for making Lumps | kg | 50 | 4700 | 235 | 22-23
|  | 12 mm Plastering 2 coats in 1:4 & 1:2 cm both sides | sqm | 21.8 | 388.21 | 8462.98 | 22-23
|  | B) LABOUR CHARGES |  |  |  |  | 22-23
|  | 1st Class Mason | day | 8 | 630 | 5040 | 22-23
|  | Miller Operator | day | 1 | 565 | 565 | 22-23
|  | Mazdoor (unskilled) | day | 10 | 525 | 5250 | 22-23
|  | c) Machinery |  |  |  |  | 22-23
|  | Machine Mixing Mortar with Miller - Hire charges | Hrs | 2 | 667.5 | 1335 | 22-23
|  | BASIC COST per 10 sqm |  |  | Rs | 22234.23 | 22-23
|  |  |  | GF | FF |  | 22-23
|  | Basic Rate |  | 22234.23 | 22234.23 |  | 22-23
|  | Add extra for Scaffolding Material Charges | 10 | 10.8 | 10.3 |  | 22-23
|  | Add extra for Scaffolding labour Charges @ | 10 | 84.7 | 121.2 |  | 22-23
|  | Add Labour Comp on LC | 10 | 0 | 1097.62 |  | 22-23
|  | BASIC COST per 10 sqm |  | 22329.73 | 23463.35 |  | 22-23
|  | BASIC COST per 1 sqm GF |  | 2232.97 | 2346.34 |  | 22-23
12 | BLD-CSTN-8-25 | Providing impervious coat to exposed RCC Roof Slab surface with CM (1:3) 12mm thick with 1Kg of water proof compound per bag of Cement laid over roof when it is green including c/c of all materials and labour charges for mixing mortar, laying, rendering smooth and thread lining, cutting, rounding off junctions of wall and slab etc for finished item of work (APSS 901, 903) |  |  |  |  | 22-23
|  | Unit = 10 Sqm |  |  |  |  | 22-23
|  | A. Materials |  |  |  |  | 22-23
|  | Cement Mortar (1:3) | cum | 0.15 | 4267.8 | 640.17 | 22-23
|  | Impervious water proofing compound mat-00081 | Kg | 2 | 85 | 170 | 22-23
|  | B. Labour |  |  |  |  | 22-23
|  | Mason 1st class | day | 0.45 | 630 | 283.5 | 22-23
|  | Mason 2nd class | day | 1.05 | 565 | 593.25 | 22-23
|  | Mazdoor (un-skilled) | day | 2.8 | 525 | 1470 | 22-23
|  | Rate per 10.00 Sqm |  |  |  | 3156.92 | 22-23
|  |  |  | GF | FF | FF | 22-23
|  | Basic Rate 10.00sqm |  | 3156.92 | 3156.92 | 3156.92 | 22-23
|  | Add Lift Charges @ 10%, 20% on Labour charges B |  |  | 234.675 | 469.35 | 22-23
|  | Rate per 10.00 Sqm |  | 3156.92 | 3391.595 | 3626.27 | 22-23
|  | Rate per 1.00 Sqm |  | 315.69 | 339.16 | 362.63 | 22-23
39 | BLD-CSTN-8-25 | Providing impervious coat to exposed RCC Roof Slab surface with CM (1:3) 20mm thick with 1Kg of water proof compound per bag of Cement laid over roof when it is green including c/c of all materials and labour charges for mixing mortar, laying, rendering smooth and thread lining, cutting, rounding off junctions of wall and slab etc for finished item of work (APSS 901, 903) |  |  |  | BLD-CSTN- 8 -25 | 22-23
|  | Unit = 10 Sqm |  |  |  |  | 22-23
|  | A. Materials |  |  |  |  | 22-23
|  | Cement Mortar (1:3) | cum | 0.21 | 3139.8 | 659.36 | 22-23
|  | Impervious water proofing compound mat-00081 | Kg | 2 | 85 | 170 | 22-23
|  | B. Labour |  |  |  |  | 22-23
|  | Mason 1st class | day | 0.66 | 630 | 415.8 | 22-23
|  | Mason 2nd class | day | 1.54 | 565 | 870.1 | 22-23
|  | Mazdoor (un-skilled) | day | 3.7 | 525 | 1942.5 | 22-23
|  | Rate per 10.00 Sqm |  |  |  | 4057.76 | 22-23
|  |  |  | GF | FF | SF | 22-23
|  | Basic Rate 10.00sqm |  | 4057.76 | 4057.76 | 4057.76 | 22-23
|  | Add Lift Charges @ 10%, 20% on Labour charges B |  |  | 322.84 | 645.68 | 22-23
|  | Rate per 10.00 Sqm |  | 4057.76 | 4380.6 | 4703.44 | 22-23
|  | Rate per 1.00 Sqm |  | 405.78 | 438.06 | 470.34 | 22-23
13 | BLD-CSTN-7-7 | Flooring with high polished granite 16 to 18 mm mm thick slabs other than black set over base coat of cement mortar (1:8), 20 mm thick over CC bed already laid or RCC roof slab, including neat cement slurry of honey like consistency spread @ 3.3.kgs per sqm & jointed neatly with white cement paste mixed with pigment of matching shade to full depth, including cost of all materials like cement, sand water and tilesetc., complete, including seigniorage charges, labour charges for dressing of tilesetc., complete for finished item of work, but excluding the cost of conveyance of all materials |  |  |  | BLD-CSTN-7-7 | 22-23
|  | Unit = 10 Sqm |  |  |  |  | 22-23
|  | A. Materials |  |  |  |  | 22-23
|  | High polished granite 16 to 18 mm thick slab other than black | sqm | 10.5 | 2257.744 | 23706.31 | 22-23
|  | Cement for CM (1:8) proportion for basecoat | Kg | 36 | 4700 | 169.2 | 22-23
|  | Cement for slurry | Kg | 33 | 4700 | 155.1 | 22-23
|  | Cement for jointing | Kg | 6 | 4700 | 28.2 | 22-23
|  | Sand for Mortar CM (1:8) proportion | cum | 0.2 | 1816 | 363.2 | 22-23
|  | B. Labour |  |  |  |  | 22-23
|  | Mason 1st class | day | 3 | 630 | 1890 | 22-23
|  | Mason 2nd class | day | 1 | 565 | 565 | 22-23
|  | Mazdoor (un-skilled) | day | 8 | 525 | 4200 | 22-23
|  | Water charges 1% |  | 0.01 | 7370.7 | 73.71 | 22-23
|  | Rate per 10.00 Sqm |  |  |  | 31150.72 | 22-23
|  |  |  | GF | FF | SF | 22-23
|  | Basic Rate 10.00sqm |  | 31150.72 | 31150.72 | 31150.72 | 22-23
|  | Add Lift Charges @ 10%, 20% on Labour charges B |  |  | 665.5 | 1331 | 22-23
|  | Rate per 10.00 Sqm |  | 31150.72 | 31816.22 | 32481.72 | 22-23
|  | Rate per 1.00 Sqm |  | 3115.07 | 3181.62 | 3248.17 | 22-23
14 | BLD-CSTN-7-21 | Providing skirting to internal walls to 15 cm height/risers of steps with 16-18 mm thick polished granite tiles length equal to flooring stones, set over base coat of CM (1:3) 12 mm thick with cement slurry of honey like consistency spread at the rate of 3.30 kgs per sqm and jointed with white cement paste mixed with pigment of matching shade to full depth, including cost of all materials like tiles, cement, sand and water etc., complete including seigniorage charges, etc., complete for finished item of work |  |  |  |  | 22-23
|  | Unit = 10 Sqm |  |  |  |  | 22-23
|  | A. Materials |  |  |  |  | 22-23
|  | High polished granite 16 to 18 mm thick slab other than black | sqm | 10.5 | 2257.744 | 23706.31 | 22-23
|  | Sand for Moratr CM (1:3) proportion | cum | 0.12 | 1816 | 217.92 | 22-23
|  | Cement for CM (1:3) for basecoat | Kg | 57.6 | 4700 | 270.72 | 22-23
|  | Cement for slurry | Kg | 33 | 4700 | 155.1 | 22-23
|  | White cement | Kg | 5 | 27.95 | 139.75 | 22-23
|  | B. Labour |  |  |  |  | 22-23
|  | Mason 1st class | day | 2.1 | 630 | 1323 | 22-23
|  | Mason 2nd class | day | 4.9 | 565 | 2768.5 | 22-23
|  | Mazdoor (un-skilled) | day | 0.8 | 525 | 420 | 22-23
|  | Water charges 1% |  | 0.01 | 5294.99 | 52.95 | 22-23
|  | Rate per 10.00 Sqm |  |  |  | 29054.25 | 22-23
|  |  |  | GF | GF | FF | 22-23
|  | Basic Rate 10.00sqm |  | 29054.25 | 29054.25 | 29054.25 | 22-23
|  | Add Lift Charges @ 10%, 20% on Labour charges |  |  | 451.15 | 902.3 | 22-23
|  | Rate per 10.00 Sqm |  | 29054.25 | 29505.4 | 29956.55 | 22-23
|  | Rate per 1.00 Sqm |  | 2905.43 | 2950.54 | 2995.66 | 22-23
42 |  | Full Rounding the edges of Marble/ Granite stone slabs of all thicknesses including polishing the same. |  |  |  |  | 22-23
|  | Initial Cost BMM-V.11 | Rm | 1 | 453 | 453 | 22-23
|  | Rate per 1.00 Rm |  |  |  | 453 | 22-23
43 | BLD-CSTN-7-4 | Flooring with chequrred terrazzo tiles of 22 mm thick (medium shade) set over base coat of cement mortar (1:6) 12 mm thick over CC bed already laid or RCC roof slab, including near cement slurry of honey like consistency spread @ 3.3.kgs per sqm & jointed with neat cement to full depth mixed with pigment of matching shade including cost of all materials like cement, sand water and tiles etc., complete, including seigniorage charges, complete for finished item of work |  |  |  |  | 22-23
|  | Unit = 10 Sqm |  |  |  |  | 22-23
|  | A. Materials |  |  |  |  | 22-23
|  | Chequerred terrazzo tiles of 22 mm thick (medium shade) BMT-D.01 | sqm | 10.5 | 315 | 3307.5 | 22-23
|  | Cement for CM (1:6) proportion for basecoat | Kg | 28.8 | 4700 | 135.36 | 22-23
|  | Cement for slurry | Kg | 33 | 4700 | 155.1 | 22-23
|  | Cement for jointing | Kg | 6 | 4700 | 28.2 | 22-23
|  | Sand for Mortar CM (1:6) proportion | cum | 0.12 | 1816 | 217.92 | 22-23
|  | B. Labour |  |  |  |  | 22-23
|  | Mason 2nd class | day | 0.96 | 630 | 604.8 | 22-23
|  | Man Mazdoor | day | 2.24 | 565 | 1265.6 | 22-23
|  | Mazdoor (un-skilled) | day | 3.3 | 525 | 1732.5 | 22-23
|  | Rate per 10.00 Sqm |  |  |  | 7446.98 | 22-23
|  |  |  | GF | FF | SF | 22-23
|  | Basic Rate 10.00sqm |  | 7446.98 | 7446.98 | 7446.98 | 22-23
|  | Add Lift Charges @ 10%, 20% on Labour charges B |  |  | 360.29 | 720.58 | 22-23
|  | Rate per 10.00 Sqm |  | 7446.98 | 7807.27 | 8167.56 | 22-23
|  | Rate per 1.00 Sqm |  | 744.7 | 780.73 | 816.76 | 22-23
44 | BLD-CSTN-7-20 | Providing Skirting to internal walls to 15cm height / risers of steps with chequrred terrazzo tiles length equal to flooring stones, set over base coat of CM (1:5) 12mm thick with Cement slurry of honey like consistency spread @ 3.30 Kgs per Sqm & jointed with white Cement paste mixed with pigment of matching shade to full depth, including c/c of materials like Cement, Sand and Water and tiles etc complete for finished item of work |  |  |  |  | 22-23
|  | Unit = 10 Sqm |  |  |  |  | 22-23
|  | A. Materials |  |  |  |  | 22-23
|  | Chequerred terrazzo tiles of 22 mm thick (medium shade) BMT-D.01 | sqm | 10.5 | 315 | 3307.5 | 22-23
|  | Sand for Mortar for CM (1:5) proportion | cum | 0.12 | 1816 | 217.92 | 22-23
|  | Cement for CM (1:5) base coat | Kg | 34.56 | 4700 | 162.43 | 22-23
|  | Cement for Slurry | Kg | 33 | 4700 | 155.1 | 22-23
|  | White Cement jointing & pointing BMS.W.68 | Kg | 2 | 27.95 | 55.9 | 22-23
|  | B. Labour |  |  |  |  | 22-23
|  | Mason 1st class | day | 0.96 | 630 | 604.8 | 22-23
|  | Mason 2nd class | day | 2.24 | 565 | 1265.6 | 22-23
|  | Mazdoor (un-skilled) | day | 3.3 | 525 | 1732.5 | 22-23
|  | Rate per 10.00 Sqm |  |  |  | 7501.75 | 22-23
|  |  |  | GF | FF | SF | 22-23
|  | Basic Rate 10sqm |  | 7501.75 | 7501.75 | 7501.75 | 22-23
|  | Add Lift Charges @ 10%, 20% on Labour charges on B |  |  | 360.29 | 720.58 | 22-23
|  | 10.00 Sqm |  | 7501.75 | 7862.04 | 8222.33 | 22-23
|  | 1.00 Sqm |  | 750.18 | 786.2 | 822.23 | 22-23
3 | BLD-CSTN-7-5 | Flooring with Porcelain Vitrified tiles stain free double charged of 1st quality and of size not less than 600X600X8mm thickness glossy finish premium colours, set over base coat of CM (1:8), 12mm thick over already laid CC bed / RCC Roof slab, including neat Cement slurry of honey like consistency spread @ 3.30 Kgs per Sqm & jointed with neat white Cement paste to full depth mixed with pigment of matching shade including c/c of all materials like Cement, Sand and Water and tiles etc complete including labour charges etc complete for finished item of work |  |  |  |  | 22-23
|  | Unit = 10 Sqm |  |  |  |  | 22-23
|  | A. Materials |  |  |  |  | 22-23
|  | Vitrified tiles 600X600X8mm th BMT-C.09 | sqm | 10.5 | 612 | 6426 | 22-23
|  | Cement for CM (1:8) proportion for basecoat | Kg | 21.6 | 4700 | 101.52 | 22-23
|  | Cement for slurry | Kg | 33 | 4700 | 155.1 | 22-23
|  | Cement for pointing with CM (1:3) | Kg | 6 | 4700 | 28.2 | 22-23
|  | Sand for Mortar for CM (1:8) proportion | cum | 0.12 | 1816 | 217.92 | 22-23
|  | Sand for Moratr for pointing | cum | 0.02 | 1816 | 36.32 | 22-23
|  | B. Labour |  |  |  |  | 22-23
|  | Mason 1st class | day | 0.96 | 630 | 604.8 | 22-23
|  | Mason 2nd class | day | 2.24 | 565 | 1265.6 | 22-23
|  | Mazdoor (un-skilled) | day | 3.3 | 525 | 1732.5 | 22-23
|  | Add water charges 1% |  | 0.01 | 10567.96 | 105.68 | 22-23
|  | Rate per 10.00 Sqm |  |  |  | 10673.64 | 22-23
|  |  |  | GF | FF | SF | 22-23
|  | Basic Rate 10sqm |  | 10673.64 | 10673.64 | 10673.64 | 22-23
|  | Add Lift Charges @ 10%, 20% on Labour charges on B |  |  | 360.29 | 720.58 | 22-23
|  | 10.00 Sqm |  | 10673.64 | 11033.93 | 11394.22 | 22-23
|  | 1.00 Sqm |  | 1067.36 | 1103.39 | 1139.42 | 22-23
4 | BLD-CSTN-7-20 | Providing Skirting to internal walls to 15cm height / risers of steps with Porcelain Vitrified tiles length equal to flooring stones, set over base coat of CM (1:5) 12mm thick with Cement slurry of honey like consistency spread @ 3.30 Kgs per Sqm & jointed with white Cement paste mixed with pigment of matching shade to full depth, including c/c of materials like Cement, Sand and Water and tiles etc complete for finished item of work |  |  |  |  | 22-23
|  | Unit = 10 Sqm |  |  |  |  | 22-23
|  | A. Materials |  |  |  |  | 22-23
|  | Vitrified tiles 600X600X8mm th BMT-C.09 | sqm | 10.5 | 612 | 6426 | 22-23
|  | Sand for Mortar for CM (1:5) proportion | cum | 0.12 | 1816 | 217.92 | 22-23
|  | Cement for CM (1:5) base coat | Kg | 34.56 | 4700 | 162.43 | 22-23
|  | Cement for Slurry | Kg | 33 | 4700 | 155.1 | 22-23
|  | White Cement jointing & pointing BMS.W.68 | Kg | 2 | 27.95 | 55.9 | 22-23
|  | B. Labour |  |  |  |  | 22-23
|  | Mason 1st class | day | 0.96 | 630 | 604.8 | 22-23
|  | Mason 2nd class | day | 2.24 | 565 | 1265.6 | 22-23
|  | Mazdoor (un-skilled) | day | 3.3 | 525 | 1732.5 | 22-23
|  | Rate per 10.00 Sqm |  |  |  | 10620.25 | 22-23
|  |  |  | GF | FF | SF | 22-23
|  | Basic Rate 10sqm |  | 10620.25 | 10620.25 | 10620.25 | 22-23
|  | Add Lift Charges @ 10%, 20% on Labour charges on B |  |  | 360.29 | 720.58 | 22-23
|  | 10.00 Sqm |  | 10620.25 | 10980.54 | 11340.83 | 22-23
|  | 1.00 Sqm |  | 1062.03 | 1098.05 | 1134.08 | 22-23
5 | BLD-CSTN-7-6 | Flooring with Ceramic non skid tiles of not less than 7-8mm thick 1st quality laid over floor bed / VRCC slab set over base coat of CM (1:8), 12mm thick and neat grey Cement slurry of honey like consistency spread @ 3.30 Kgs per Sqm & jointed with neat white Cement paste to full depth mixed with pigment of matching shade including c/c of all materials to site including cost of mixing of mortar and watering and levelling to proper slope and curing including all labour charges etc for finished item of work |  |  |  |  | 22-23
|  | Unit = 10 Sqm |  |  |  |  | 22-23
|  | A. Materials |  |  |  |  | 22-23
|  | Non-Skid Ceramic tiles 300X300 BMT.C.01 | sqm | 10.5 | 370 | 3885 | 22-23
|  | Cement for CM (1:8) proportion for basecoat | Kg | 21.6 | 4700 | 101.52 | 22-23
|  | Cement for slurry | Kg | 33 | 4700 | 155.1 | 22-23
|  | White Cement jointing & pointing BMS.W.68 | Kg | 2 | 27.95 | 55.9 | 22-23
|  | Sand for Mortar CM (1:8) proportion | cum | 0.12 | 1816 | 217.92 | 22-23
|  | B. Labour |  |  |  |  | 22-23
|  | Mason 1st class | day | 0.96 | 630 | 604.8 | 22-23
|  | Mason 2nd class | day | 2.24 | 565 | 1265.6 | 22-23
|  | Mazdoor (un-skilled) | day | 3.3 | 525 | 1732.5 | 22-23
|  | Rate per 10.00 Sqm |  |  |  | 8018.34 | 22-23
|  |  |  | GF | FF | SF | 22-23
|  | Basic Rate 10sqm |  | 8018.34 | 8018.34 | 8018.34 | 22-23
|  | Add Lift Charges @ 10%, 20% on Labour charges on B |  |  | 360.29 | 720.58 | 22-23
|  | 10.00 Sqm |  | 8018.34 | 8378.63 | 8738.92 | 22-23
|  | 1.00 Sqm |  | 801.83 | 837.86 | 873.89 | 22-23
6 | BLD-CSTN-7-18 | Providing Daddooing to walls with 5 to 7mm thick Glazed Ceramic wall tiles of 1st quality of 6mm thick set over base coat of CM (1:3) 12mm thick with Cement slurry of honey like consistency spread @ 3.30 Kgs per Sqm & jointed with neat white Cement paste to full depth mixed with pigment of matching shade including c/c of all materials to site, cost of all materials like tiles, Cement, sand and water etc complete for finished item of work |  |  |  |  | 22-23
|  | Unit = 10 Sqm |  |  |  |  | 22-23
|  | A. Materials |  |  |  |  | 22-23
|  | Glazed Ceramic wall tiles 6mm BMT.C.21 | sqm | 10.5 | 330 | 3465 | 22-23
|  | Sand for Mortar CM (1:3) proportion | cum | 0.12 | 1816 | 217.92 | 22-23
|  | Cement for CM (1:3) base coat | Kg | 57.6 | 4700 | 270.72 | 22-23
|  | Cement for Slurry | Kg | 33 | 4700 | 155.1 | 22-23
|  | White Cement for jointing and pointing | Kg | 6 | 27.95 | 167.7 | 22-23
|  | B. Labour |  |  |  |  | 22-23
|  | Mason 1st class | day | 0.77 | 630 | 485.1 | 22-23
|  | Mazdoor (un-skilled) | day | 0.8 | 525 | 420 | 22-23
|  | Rate per 10.00 Sqm |  |  |  | 5181.54 | 22-23
|  |  |  | GF | FF | SF | 22-23
|  | Basic Rate 10sqm |  | 5181.54 | 5181.54 | 5181.54 | 22-23
|  | Add Lift Charges @ 10%, 20% on Labour charges on B |  |  | 90.51 | 181.02 | 22-23
|  | 10.00 Sqm |  | 5181.54 | 5272.05 | 5362.56 | 22-23
|  | 1.00 Sqm |  | 518.15 | 527.21 | 536.26 | 22-23
1 | BLD-CSTN-5-1 | Flush Pointing with CM (1:3) to Brick Masonry |  |  |  |  | 22-23
|  | Unit = 10 sqm |  |  |  |  | 22-23
|  | A. Materials |  |  |  |  | 22-23
|  | Cement | Kg | 14.4 | 4700 | 67.68 | 22-23
|  | Fine aggregate (Sand) for Mortar | cum | 0.03 | 1816 | 54.48 | 22-23
|  | B. Labour |  |  |  |  | 22-23
|  | Mason 2nd class | day | 0.5 | 565 | 282.5 | 22-23
|  | Mazdoor (un-skilled) | day | 0.74 | 525 | 388.5 | 22-23
|  | Rate per 10.00 Sqm |  |  |  | 793.16 | 22-23
2 | BLD-CSTN-7-11 | Flooring with pressed clay flooring tiles, set over base coat of cement mortar (1:8) 12 mm thick over CC bed already laid or RCC roof slab, including neat cement slurry of honey like consistency spread @ 3.3.kgs per sqm & jointed neatly with cement mixed with pigment of matching shade to full depth, including cost of all materials like cement, sand water and tiles etc., complete, for finished item of work, |  |  |  |  | 22-23
|  | Unit = 10 sqm |  |  |  |  | 22-23
|  | A. Materials |  |  |  |  | 22-23
|  | pressed clay flooring tiles | No's | 0.255 | 19542.2 | 4983.26 | 22-23
|  | Cement for CM (1:8) for base coat | Kgs | 21.6 | 4700 | 101.52 | 22-23
|  | Cement for jointing & pointing | Kgs | 6 | 4700 | 28.2 | 22-23
|  | Pointing with CM (1:3) | Sqm | 1 | 793.16 | 793.16 | 22-23
|  | Deduct CM (1:3) | cum | 0.04 | 1816 | -72.64 | 22-23
|  | Sand for CM (1:8) | cum | 0.12 | 1816 | 217.92 | 22-23
|  | B. Labour |  |  |  |  | 22-23
|  | Mason 1st class | day | 0.96 | 630 | 604.8 | 22-23
|  | Mason 2nd class | day | 2.24 | 565 | 1265.6 | 22-23
|  | Mazdoor (un-skilled) | day | 4.3 | 525 | 2257.5 | 22-23
|  | Rate per 10.00 Sqm |  |  |  | 10179.32 | 22-23
|  |  |  | GF | FF | SF | 22-23
|  | Basic Rate 10sqm |  | 10179.32 | 10179.32 | 10179.32 | 22-23
|  | Add Lift Charges @ 10%, 20% on Labour charges on B |  |  | 412.79 | 825.58 | 22-23
|  | 10.00 Sqm |  | 10179.32 | 10592.11 | 11004.9 | 22-23
|  | 1.00 Sqm |  | 1017.93 | 1059.21 | 1100.49 | 22-23
26 |  | Supply of precast concrete blocks for paving of M-35 grade and thickness not less than 60 mm for Light traffic areas conforming to IS 15658:2006 in all shapes and designs for laying & fixing of precast concrete blocks for paving of all grades, any thickness, all sizes & shapes including all labour charges for loading & unloading, laying to desired lines and levels complete |  |  |  |  | 22-23
|  | A. Materials |  |  |  |  | 22-23
|  | Precasted concrete blocks BMT-D.13 | Sqm | 1 | 390 | 390 | 22-23
|  | Labour charges BMT-D.17 | Sqm | 1 | 220 | 220 | 22-23
|  | 1.00 Sqm |  |  |  | 610 | 22-23
28 | BLD-CSTN-7-13 | Gronolithie Concrete Flooring 20 mm thick with (1:1:2), using 6mm to 12 mm size hard granite machine crushed metal laid over CC bed already laid or RCC roof slab, in alternate panels of size not exceeding 1.50 m x 1.50 m and finishing the top surface to required smoothness and slopes and thread lining including cost of all materials like cement, metal, sand and water etc., complete, including seigniorage charges, etc., complete for finished item of work, but excluding the cost of conveyance of all materials |  |  |  |  | 22-23
|  | Unit = 10 Sqm |  |  |  |  | 22-23
|  | A. Materials |  |  |  |  | 22-23
|  | 6mm to 12 mm H.G. Metal (Machine crushed) | cum | 0.17 | 2046.91 | 347.97 | 22-23
|  | Cement | Kg | 120 | 4700 | 564 | 22-23
|  | Sand | cum | 0.085 | 1721 | 146.29 | 22-23
|  | B. Labour |  |  |  |  | 22-23
|  | Mason 1st class | day | 1.25 | 630 | 787.5 | 22-23
|  | Mason 2nd class | day | 0.06 | 565 | 33.9 | 22-23
|  | Mazdoor (un-skilled) | day | 3 | 525 | 1575 | 22-23
|  | Rate per 10.00 Sqm |  |  |  | 3454.66 | 22-23
|  |  |  | GF | FF | SF | 22-23
|  | Basic Rate 10sqm |  | 3454.66 | 3454.66 | 3454.66 | 22-23
|  | Add Lift Charges @ 10%, 20% on Labour charges on B |  |  | 239.64 | 479.28 | 22-23
|  | 10.00 Sqm |  | 3454.66 | 3694.3 | 3933.94 | 22-23
|  | 1.00 Sqm |  | 345.47 | 369.43 | 393.39 | 22-23
51 | BLD-CSTN-9-4 | White washing one coat with whiting of approved quality to give an even shade after thoroughly brushing the surface to remove all dirt and remains of loose powdered materials including cost of all materials, labour charges and incidental such as scaffolding, lift charges etc., complete for finished item of work, but excluding conveyance charges of materials |  |  |  |  | 22-23
|  | Unit = 10 Sqm |  |  |  |  | 22-23
|  | A. Materials |  |  |  |  | 22-23
|  | Whiting / White Cement / BMT-J.31 | 20Kg | 1.2 | 600 | 36 | 22-23
|  | B. Labour |  |  |  |  | 22-23
|  | Painter | day | 0.11 | 705 | 77.55 | 22-23
|  | Mazdoor (un-skilled) | day | 0.22 | 525 | 115.5 | 22-23
|  | Sundries including brushes, ladders, etc.,5% |  | 0.05 | 229.05 | 11.45 | 22-23
|  | Rate per 10.00 Sqm |  |  |  | 240.5 | 22-23
|  |  |  | GF | FF | SF | 22-23
|  | Basic Rate 10 sqm |  | 240.5 | 240.5 | 240.5 | 22-23
|  | Add Lift Charges @ 10%, 20% on Labour charges on B |  |  | 19.31 | 38.61 | 22-23
|  | 10.00 Sqm |  | 240.5 | 259.81 | 279.11 | 22-23
|  | 1.00 Sqm |  | 24.05 | 25.98 | 27.91 | 22-23
6 | Amendment ofasper Building SSR 2011-12 | Providing and applying Wall putty of White Cement or Polymer or Cement based of average 1 to 2 mm thickness over plastered surface to prepare the surface even and smooth after thoroughly brushing the surface to remove all dirt and remains of loose powdered materials, applying emery paper, Sand the surface, clean & wipe off loose dust, applying knifing paste filler by putty knife / muslin pad, air dry for 2 - 3 hrs, sand with 180 and 320 No., emery paper for the surface preparation including cost and conveyance of all materials and all operational, incidental and all labour charges etc., complete for finished item of work in all floors for internal walls |  |  |  |  | 22-23
|  | Unit = 10 Sqm |  |  |  |  | 22-23
|  | A. Materials |  |  |  |  | 22-23
|  | wall putty (BMT-J.31) | 20Kg | 23 | 600 | 690 | 22-23
|  | B. Labour |  |  |  |  | 22-23
|  | Painter 1st class | day | 0.273 | 705 | 192.47 | 22-23
|  | Painter 2nd class | day | 0.637 | 565 | 359.91 | 22-23
|  | Mazdoor (un-skilled) | day | 0.91 | 525 | 477.75 | 22-23
|  | Sundries |  | 0.01 | 1720.13 | 17.2 | 22-23
|  | Rate per 10.00 Sqm |  |  |  | 1737.33 | 22-23
|  |  |  | GF | FF | SF | 22-23
|  | Basic Rate 10 sqm |  | 1737.33 | 1737.33 | 1737.33 | 22-23
|  | Add Lift Charges @ 10%, 20% on Labour charges on B |  |  | 103.01 | 206.02 | 22-23
|  | 10.00 Sqm |  | 1737.33 | 1840.34 | 1943.35 | 22-23
|  | 1.00 Sqm |  | 173.73 | 184.03 | 194.34 | 22-23
3 | BLD-CSTN-10-2 | Painting, Priming Coat on New Plastered Surface for internal walls |  |  |  |  | 22-23
|  | Unit: 10 sqm |  |  |  |  | 22-23
|  | A. MATERIALS : |  |  |  |  | 22-23
|  | Cement Primer Interior Grade BMT-J.01 | kg | 1 | 160 | 160 | 22-23
|  | B. LABOUR |  |  |  |  | 22-23
|  | Painter 1st class | day | 0.21 | 705 | 148.05 | 22-23
|  | Painter 2nd class | day | 0.49 | 565 | 276.85 | 22-23
|  | Sundries including brushes, soaps, putty etc., |  | 0.005 | 584.9 | 2.92 | 22-23
|  | Total cost for 10 sqm |  |  |  | 587.82 | 22-23
|  | BASIC COST per 10 sqm |  |  |  | 587.82 | 22-23
4 | BLD-CSTN-10-2 | Painting, Priming Coat on New Plastered Surface for external walls |  |  |  |  | 22-23
|  | Unit: 10 sqm |  |  |  |  | 22-23
|  | A. MATERIALS : |  |  |  |  | 22-23
|  | Cement Primer external Grade BMT-J.02 | kg | 1 | 200 | 200 | 22-23
|  | B. LABOUR |  |  |  |  | 22-23
|  | Painter 1st class | day | 0.21 | 705 | 148.05 | 22-23
|  | Painter 2nd class | day | 0.49 | 565 | 276.85 | 22-23
|  | Sundries including brushes, soaps, putty etc., |  | 0.005 | 624.9 | 3.12 | 22-23
|  | Total cost for 10 sqm |  |  |  | 628.02 | 22-23
|  | BASIC COST per 10 sqm |  |  |  | 628.02 | 22-23
| Amendment ofasper Building SSR 2011-12 | Painting to new walls with 2 coats of acrylic Emulsion paint Asian or equivalent and shade over Priming coat with Cement primer water base interior Gr-1 Asian or equivalent on new plastered surface after throughly brushing the surace remove all dirt and remains of loose powdered materials including cost and conveyance of all materials to worksite and all oparational, incidental, labour charges etc complete for finished item of work as per SS 911 for internal walls |  |  |  |  | 22-23
|  | PRIMARY COAT: |  |  |  |  | 22-23
|  | Painting, Priming Coat with Cement Primer | 10 Sqm | 1 | 587.82 | 587.82 | 22-23
22-23
|  | A) MATERIALS : |  |  |  |  | 22-23
5 |  | acrylic Emulsion paint BMT-J.24 | Ltr | 0.8 | 190 | 152 | 22-23
|  | B) LABOUR |  |  |  |  | 22-23
|  | Painter - 1st Class | day | 0.36 | 705 | 253.8 | 22-23
|  | Painter - 2nd class | day | 0.84 | 565 | 474.6 | 22-23
[6 empty] | 1468.22 | 22-23
|  |  |  | GF | FF | SF | 22-23
|  | Basic Rate |  | 1468.22 | 1468.22 | 1468.22 | 22-23
|  | Lift Charges per 10 Sqmt. |  |  | 115.33 | 230.66 | 22-23
|  | BASIC COST per 10 sqm |  | 1468.22 | 1583.55 | 1698.88 | 22-23
|  | BASIC COST per 1 sqm |  | 146.82 | 158.36 | 169.89 | 22-23
6 | Amendment ofasper Building SSR 2011-12 | Painting to new walls with 2 coats of acrylic Emulsion paint Asian or equivalent and shade over Priming coat with Cement primer water base exterior Gr-2 Asian or equivalent on new plastered surface after throughly brushing the surace remove all dirt and remains of loose powdered materials including c/c of all materials to worksite and all oparational, incidental ,labour charges etc complete for finished item of work as per SS 912 for External walls |  |  |  |  | 22-23
|  | Painting, Priming Coat with Cement Primer | 10 Sqm | 1 | 628.02 | 628.02 | 22-23
|  | A) MATERIALS : |  |  |  |  | 22-23
|  | acrylic Emulsion paint BMT-J.28 | Ltr | 0.8 | 210 | 168 | 22-23
|  | B) LABOUR |  |  |  |  | 22-23
|  | Painter - 1st Class | day | 0.21 | 705 | 148.05 | 22-23
|  | Painter - 2nd class | day | 0.49 | 565 | 276.85 | 22-23
|  | Mazdoor | day | 1.5 | 525 | 787.5 | 22-23
[6 empty] | 2008.42 | 22-23
|  |  |  | GF | FF | SF | 22-23
|  | Basic Rate |  | 2008.42 | 2008.42 | 2008.42 | 22-23
|  | Add Labour Comp on LC |  |  | 163.73 | 327.46 | 22-23
|  | BASIC COST per 10 sqm |  | 2008.42 | 2172.15 | 2335.88 | 22-23
|  | BASIC COST per 1 sqm |  | 200.84 | 217.22 | 233.59 | 22-23
7 | BLD-CSTN -10-6 & 10-12 (iii) | Painting New Wood work with Two coats of ready mixed Synthatic Enamil paint first quality of shades over primary coat of wood primary making Three coats in all given as even shade after thoroughly brushes the surface to remove all remains of loose provided materials including cost and conveyance of all materials, cost of brushes and other opartational incidental ,seigniorage charges, labour charges, scaffolding charges etc complete for finished item of work as per APSS |  |  |  |  | 22-23
|  | Unit = 10 Sqm |  |  |  |  | 22-23
|  | Primary Coat on New Wood Work |  |  |  |  | 22-23
|  | A. Materials |  |  |  |  | 22-23
|  | Wood primer BMT.J.05 | Lit | 0.7 | 160 | 112 | 22-23
|  | B. Labour |  |  |  |  | 22-23
|  | Painter 1st class | day | 0.21 | 705 | 148.05 | 22-23
|  | Painter 2nd Class | day | 0.48 | 565 | 271.2 | 22-23
|  | Sundries including brushes @ 1% overall above |  |  | 260.05 | 2.6 | 22-23
|  | Painting Two Coats on New Wood Work |  |  |  |  | 22-23
|  | A. Materials |  |  |  |  | 22-23
|  | Synthatic Enamil Paint at 20sqm/Lt BMT.J.29 | Lit | 1.1 | 270 | 297 | 22-23
|  | B. Labour |  |  |  |  | 22-23
|  | Painter 1st class | day | 0.33 | 705 | 232.65 | 22-23
|  | Painter 2nd Class | day | 0.77 | 565 | 435.05 | 22-23
|  | Total Rate per Primary &Two coats 10.00 Sqm |  |  |  | 1498.55 | 22-23
|  | Rate per 1.00 Sqm |  |  |  | 149.86 | 22-23
59 |  | Supply & application of One Coat Water based Cement Primer, One coat of Deco / PMCC Orient Base Exterior Texture & two coats of Altek Harmony (Emulsion paint exterior grade) inclusive of all taxes for finished item of work |  |  |  |  | 22-23
| BMT-J.46 | Initial cost (SSR 2012-13) | Sqm | 1 | 205 | 205 | 22-23
[6 empty] | 205 | 22-23
7 |  | Supply & applying Poly-Urethane Water Proof Polish Glossy/ Matt finish to the wood works duly cleaning the surface and applying emery paper, Sand the wood with 180 No., emery paper and then with 320 No., emery paper, clean & wipe off loose dust, applying suitable knifing paste filler / wood filler by putty knife / muslin pad, air dry for 2 - 3 hrs, sand with 180 and 320 No., emery paper, applying two component wood sealer, after the surface preparation applying one coat of approved spraying PU thinner (for spraying) / applying one coat of approved brushing PU thinner or general purpose thinner (for brushing) and apply one coat of PU by brush or spray, air-dry overnight, Sand again with 180 No. emery paper and removing dust, applying second coat of PU, air drying for 4 - 6 Hrs, Sand with 320 No emery paper, and applying (either with spray or brush) two coats of approved brand PU including cost & labour charges, emery papers, cost of thinner & PU of approved brands such as Jenson & Nicholson, Asian Paints, Berger Paints or equivalent etc., complete for finished item |  |  |  |  | 22-23
|  | Unit = 1 sqm |  |  |  |  | 22-23
| BMT-J.13 | Poly-Urethene Polish - exteritor Grade | Ltr | 0.065 | 843 | 54.8 | 22-23
| BMT-J.13 | Thinner for Polyurethane polish | Ltr | 0.033 | 254 | 8.38 | 22-23
|  | Painter 1st class | day | 0.24 | 705 | 169.2 | 22-23
|  | Painter 2nd class | day | 0.56 | 565 | 316.4 | 22-23
|  | Helper | day | 0.8 | 525 | 420 | 22-23
|  | Basic coat per 1 sqm |  |  |  | 968.78 | 22-23
8 |  | Providing Architectural drawing on front elevation of YSR health clinic building with infographics for façade banding as commincated and approved by the government including planning the design making the design template painting lcoal craft painting the illustration painting the colors patterns illustration etc., complete. |  |  |  |  | 22-23
|  | As per quotation rate | Sqm | 1 | 630 | 630 | 22-23
[6 empty] | 630 | 22-23
24 |  | Supply & fixing of Rolling shutter made of 80 x 1.25 mm machine rolled CRCA laths, interlocked together through their entire length and jointed together at the ends by endlocks, mounted on specially designed pipe shaft of 50mm dia nominal bore MS B class pipe with brackets, plates, guide channels, stoppers, bottom locking plates and arrangements for inside & outside locking with push-pull operations including cost of hood cover and springs complete, painted with one coat of approved steel primer, locks, ball bearings, all accessories etc complete for finished item of work as per special spn: 1108 |  |  |  |  | 22-23
| BMT-F.29 | Initial cost | Sqm | 1 | 4025 | 4025 | 22-23
[6 empty] | 4025 | 22-23
9 |  | S&F of 48" dia(1.20Mts) 2" thick Precasted rcc hume rings including cost and conveyance of all material and labour charges etc., complete for septic Tank |  |  |  |  | 22-23
| ELEC-8.4.22 | 18" dia(0.45Mts) 2" thick hume pipe ring | 1No | 1 | 303 | 303 | 22-23
|  | 48" dia(1.20Mts) 2" thick hume pipe ring |  |  |  |  | 22-23
|  | 0.45= 303.00 : 1.20 = ? |  |  |  |  | 22-23
|  | ?=1.20 x 303.00 / 0.45 |  |  |  |  | 22-23
|  | ?=808.00 |  |  |  |  | 22-23
|  | 48.00" dia(1.20Mts) 2" thick hume pipe ring | 1No | 1 | 808 | 808 | 22-23
22-23
[6 empty] | 808 | 22-23
14 |  | S&F of 36" dia(0.90Mts) 2" thick Precasted rcc hume rings including cost and conveyance of all material and labour charges etc., complete for septic Tank |  |  |  |  | 22-23
| ELEC-8.4.22 | 18" dia(0.45Mts) 2" thick hume pipe ring | 1No | 1 | 250 | 250 | 22-23
|  | 36" dia(0.90Mts) 2" thick hume pipe ring |  |  |  |  | 22-23
|  | 0.45= 250.00 : 0.90 = ? |  |  |  |  | 22-23
|  | ?=0.90 x 250.00 / 0.45 |  |  |  |  | 22-23
|  | ?=500.00 |  |  |  |  | 22-23
|  | 36" dia(0.90Mts) 2" thick hume pipe ring | 1No | 1 | 500 | 500 | 22-23
22-23
[6 empty] | 500 | 22-23
10 |  | S&F of 1200 mm dia 2" thick Precasted cc cover for hume pipe including cost and conveyance of all material and labour charges etc., complete for septic Tank |  |  |  |  | 22-23
| ELEC-8.4.24 | CC Cover for hume pipe | 1No | 1 | 130 | 130 | 22-23
22-23
[6 empty] | 130 | 22-23
25 |  | S&F of Cement Jolleys 50mm thick |  |  |  |  | 22-23
| BMS-W.17 | Initial cost | Sqm | 1 | 388 | 388 | 22-23
|  | 1st class mason | Day | 0.06 | 630 | 37.8 | 22-23
|  | 2nd class mason | Day | 0.06 | 565 | 33.9 | 22-23
|  | Mazdoor(unskilled) | Day | 0.275 | 525 | 144.38 | 22-23
|  | Rate per 1 Sqm |  |  |  | 604.08 | 22-23
|  | Deputy Executive Engineer |  | Assistant Engineer
|  | PRI Sub Division |  | Mandal Praja parishad
|  | Kanigiri |  | Kanigiri

## door 2022-23
DATA SHEET (SSR 2022-23)
Name of the Work: Providing Additional Space for Health Staff in Grama Sachivalayam of Baduguleru GP of Kanigiri Mandal
|  |  |  | Est.Rs. | 3.30 lakhs
S No | Index Code | Description of the Work | Unit | Quantity | Rate |  | Amount
1 |  | Supplying and fixing of Door of size 1.20X2.10M with two panels of frames made with teak wood and Shutter made with medium Teak wood including MS Z hold fasts , brass tower bolts, handle and butt hinges with all furniture fittings including c/c of all materials and furniture fittings etc complete as per specification (APSS No 1001 & 1002) Door Frame with Shutters | [5 empty] | 22-23
|  | Unit = Each | [5 empty] | 22-23
|  | Frames : Medium Teak Wood | [5 empty] | 22-23
|  | Vertical posts | 2 | 1.9 | 0.1 | 0.075 | 0.0285 | 22-23
|  | Horizontal Top & Bottom | 2 | 1.2 | 0.1 | 0.075 | 0.018 | 22-23
[7 empty] | 0.0465 | 22-23
|  | Shutters : Medium Teak Wood | 2 | 1.95 | 0.52 | 0.03 | 0.0608 | 22-23
[7 empty] | 0.0608 | 22-23
| BMT-E.01 | Teak Wood for Scantlings/Frames |  | cum | 0.0465 | 81950 | 3810.68 | 22-23
| BMT-E.04 | Teak Wood for Planks/Shutters |  | cum | 0.0608 | 160920 | 9783.94 | 22-23
| BMT-G.02 | 150mm Brass tower bolts |  | No's | 2 | 255 | 510 | 22-23
| BMT-G.21 | Butt Hinges 125mm Brass |  | No's | 6 | 273 | 1638 | 22-23
| BMT-G.34 | 150mm Alluminium Door handle |  | No's |  | 108 | 0 | 22-23
| BMT-G.37 | 300mm Brass Aldrop |  | No's | 2 | 1195 | 2390 | 22-23
| BMT-G.46 | Brass door stoppers |  | No's | 1 | 185 | 185 | 22-23
| BMS-W.69 | MS Z Hold fasts 300mm Long |  | No's | 6 | 39 | 234 | 22-23
|  | B. Labour | [5 empty] | 22-23
| BMM-V.25 | wrought & Putup Labour charges |  | Sqm | 2.52 | 1727 | 4352.04 | 22-23 |  | 4352.04
[7 empty] | 22903.66 | 22-23 |  | 4352.04
1 |  | Supplying and fixing of Door of size 1.20X2.10M with single panels of Shutter made with flush door shutters including Alluminium tower bolts, handle and butt hinges with all furniture fittings including c/c of all materials and furniture fittings etc complete as per specification (APSS No 1001 & 1002) Door Shutter only | [5 empty] | 22-23
|  | Unit = Each | [5 empty] | 22-23
|  | Frames : Sal Wood | [5 empty] | 22-23
|  | Vertical posts | 2 | 1.9 | 0.1 | 0.075 | 0.0285 | 22-23
|  | Horizontal Top & Bottom | 1 | 1.2 | 0.1 | 0.075 | 0.009 | 22-23
[7 empty] | 0.0375 | 22-23
| BMT-E.01 | Teak Wood for Scantlings/Frames |  | cum | 0.0375 | 81950 |  | 22-23
| BMT-N.12 | Flush shutter door |  | Sqm | 2.11 | 2000 | 4220 | 22-23
| BMM-V.23 | Fixing flush door door |  | Sqm | 2.11 | 1036 | 2185.96 | 22-23
| BMT-G.08 | 150mm Alluminium tower bolts |  | No's | 2 | 86.5 | 173 | 22-23
| BMT-G.25 | Butt Hinges 125mm Alluminiu |  | No's | 3 | 129 | 387 | 22-23
| BMT-G.34 | 150mm Alluminium Door handle |  | No's | 2 | 114 | 228 | 22-23
| BMT-G.42 | 300mm Alluminium Aldrop |  | No's | 2 | 338 | 676 | 22-23
| BMT-G.53 | Door stopper MS Powder coated |  | No's | 1 | 58 | 58 | 22-23
| BMS-W.69 | MS Z Hold fasts 300mm Long |  | No's | 6 | 39 |  | 22-23
|  | B. Labour | [5 empty] | 22-23
| BMM-V.25 | wrought & Putup Labour charges For frames only (1/3) |  | Sqm | 2.52 | 1727 |  | 22-23
[7 empty] | 7927.96 | 22-23
3 |  | Supplying and fixing of Door of size 1.20X2.10M with single panels of frames made with sal wood and Shutter made with Flush door shutters including MS Z hold fasts , Alluminium tower bolts, handle and butt hinges with all furniture fittings including c/c of all materials and furniture fittings etc complete as per specification (APSS No 1001 & 1002) Door Frame with Shutters | [5 empty] | 22-23
|  | Unit = Each | [5 empty] | 22-23
|  | Frames : Sal Wood | [5 empty] | 22-23
|  | Vertical posts | 2 | 1.9 | 0.1 | 0.075 | 0.0285 | 22-23
|  | Horizontal Top & Bottom | 1 | 1.2 | 0.1 | 0.075 | 0.009 | 22-23
[7 empty] | 0.0375 | 22-23
| BMT-E.15 | Sal Wood for Scantlings/Frames |  | cum | 0.0375 | 51000 | 1912.5 | 22-23
| BMT-N.12 | Flush shutter door |  | Sqm | 2.09 | 2000 | 4180 | 22-23
| BMM-V.23 | Fixing flush door door |  | Sqm | 2.09 | 1036 | 2165.24 | 22-23
| BMT-G.08 | 150mm Alluminium tower bolts |  | No's | 2 | 86.5 | 173 | 22-23
| BMT-G.25 | Butt Hinges 125mm Alluminiu |  | No's | 3 | 129 | 387 | 22-23
| BMT-G.34 | 150mm Alluminium Door handle |  | No's | 2 | 114 | 228 | 22-23
| BMT-G.42 | 300mm Alluminium Aldrop |  | No's | 2 | 338 | 676 | 22-23
| BMT-G.53 | Door stopper MS Powder coated |  | No's | 1 | 58 | 58 | 22-23
| BMS-W.69 | MS Z Hold fasts 300mm Long |  | No's | 6 | 39 | 234 | 22-23
|  | B. Labour | [5 empty] | 22-23
| BMM-V.38 | wrought & Putup Labour charges |  | Sqm | 2.52 | 1701 | 1428.84 | 22-23
[7 empty] | 11442.58 | 22-23
3 |  | Supplying and fixing of Door of size 0.90X2.10M with single panels of frames made with teak wood and Shutter made with medium Teak wood including MS Z hold fasts , Alluminium tower bolts, handle and butt hinges with all furniture fittings including c/c of all materials and furniture fittings etc complete as per specification (APSS No 1001 & 1002) Door Frame with Shutters | [5 empty] | 22-23
|  | Unit = Each | [5 empty] | 22-23
|  | Frames : Medium Teak Wood | [5 empty] | 22-23
|  | Vertical posts | 2 | 1.9 | 0.1 | 0.075 | 0.0285 | 22-23
|  | Horizontal Top & Bottom | 1 | 0.9 | 0.1 | 0.075 | 0.0068 | 22-23
[7 empty] | 0.0353 | 22-23
|  | Shutters : Medium Teak Wood | 1 | 2.01 | 0.8 | 0.03 | 0.0482 | 22-23
[7 empty] | 0.0482 | 22-23
| BMT-E.01 | Teak Wood for Scantlings/Frames |  | cum | 0.0353 | 81950 | 2892.84 | 22-23
| BMT-E.04 | Teak Wood for Planks/Shutters |  | cum | 0.0482 | 160920 | 7756.34 | 22-23
| BMT-G.02 | 150mm Brass tower bolts |  | No's | 2 | 255 | 510 | 22-23
| BMT-G.21 | Butt Hinges 125mm Brass |  | No's | 3 | 273 | 819 | 22-23
| BMT-G.34 | 150mm Alluminium Door handle |  | No's |  | 108 | 0 | 22-23
| BMT-G.37 | 300mm Brass Aldrop |  | No's | 2 | 1195 | 2390 | 22-23
| BMT-G.46 | Brass door stoppers |  | No's | 1 | 185 | 185 | 22-23
| BMS-W.69 | MS Z Hold fasts 300mm Long |  | No's | 6 | 39 | 234 | 22-23
|  | B. Labour | [5 empty] | 22-23
| BMM-V.25 | wrought & Putup Labour charges |  | Sqm | 1.89 | 1727 | 1088.01 | 22-23
[7 empty] | 15875.19 | 22-23
4 |  | Supplying and fixing of Door of size 0.80X2.10M with single panels of frames made with teak wood and Shutter made with medium Teak wood including MS Z hold fasts , Alluminium tower bolts, handle and butt hinges with all furniture fittings including c/c of all materials and furniture fittings etc complete as per specification (APSS No 1001 & 1002) Door Frame with Shutters | [5 empty] | 22-23
|  | Unit = Each | [5 empty] | 22-23
|  | Frames : Medium Teak Wood | [5 empty] | 22-23
|  | Vertical posts | 2 | 1.9 | 0.1 | 0.075 | 0.0285 | 22-23
|  | Horizontal Top & Bottom | 1 | 0.8 | 0.1 | 0.075 | 0.006 | 22-23
[7 empty] | 0.0345 | 22-23
|  | Shutters : Medium Teak Wood | 1 | 2.01 | 0.72 | 0.03 | 0.0434 | 22-23
[7 empty] | 0.0434 | 22-23
| BMT-E.01 | Teak Wood for Scantlings/Frames |  | cum | 0.0345 | 81950 | 2827.28 | 22-23
| BMT-E.04 | Teak Wood for Planks/Shutters |  | cum | 0.0434 | 160920 | 6983.93 | 22-23
| BMT-G.02 | 150mm Brass tower bolts |  | No's | 2 | 255 | 510 | 22-23
| BMT-G.21 | Butt Hinges 125mm Brass |  | No's | 3 | 273 | 819 | 22-23
| BMT-G.34 | 150mm Alluminium Door handle |  | No's |  | 108 | 0 | 22-23
| BMT-G.37 | 300mm Brass Aldrop |  | No's | 2 | 1195 | 2390 | 22-23
| BMT-G.46 | Brass door stoppers |  | No's | 1 | 185 | 185 | 22-23
| BMS-W.69 | MS Z Hold fasts 300mm Long |  | No's | 6 | 39 | 234 | 22-23
|  | B. Labour | [5 empty] | 22-23
| BMM-V.25 | wrought & Putup Labour charges |  | Sqm | 1.89 | 1727 | 1088.01 | 22-23
[7 empty] | 15037.22 | 22-23
2 |  | Supplying and fixing of Door of size 0.90X2.10M with two panels of frames made with sal wood and Shutter made with sal wood including MS Z hold fasts , Alluminium tower bolts, handle and butt hinges with all furniture fittings including c/c of all materials and furniture fittings etc complete as per specification (APSS No 1001 & 1002) Door Frame with Shutters | [5 empty] | 22-23
|  | Unit = Each | [5 empty] | 22-23
|  | Frames : Sal Wood | [5 empty] | 22-23
|  | Vertical posts | 2 | 1.9 | 0.1 | 0.075 | 0.0285 | 22-23
|  | Horizontal Top & Bottom | 2 | 0.9 | 0.1 | 0.075 | 0.0135 | 22-23
[7 empty] | 0.042 | 22-23
|  | Shutters : Sal Wood | 2 | 1.97 | 0.385 | 0.03 | 0.0455 | 22-23
[7 empty] | 0.0455 | 22-23
| BMT-E.15 | Sal Wood for Scantlings/Frames |  | cum | 0.042 | 51000 | 2142 | 22-23
| BMT-E.16 | Sal Wood for Planks/Shutters |  | cum | 0.0455 | 63950 | 2909.73 | 22-23
| BMT-G.08 | 150mm Alluminium tower bolts |  | No's | 2 | 86.5 | 173 | 22-23
| BMT-G.25 | Butt Hinges 125mm Alluminium |  | No's | 6 | 129 | 774 | 22-23
| BMT-G.34 | 150mm Alluminium Door handle |  | No's |  | 114 | 0 | 22-23
| BMT-G.42 | 300mm Alluminium Aldrop |  | No's | 2 | 338 | 676 | 22-23
| BMT-G.57 | Alluminium door stoppers |  | No's | 1 | 58 | 58 | 22-23
| BMS-W.69 | MS Z Hold fasts 300mm Long |  | No's | 6 | 39 | 234 | 22-23
|  | B. Labour | [5 empty] | 22-23
| BMM-V.38 | wrought & Putup Labour charges |  | Sqm | 1.89 | 1701 | 1071.63 | 22-23
[7 empty] | 8038.36 | 22-23
2 |  | Supplying and fixing of Door of size 0.90X2.10M with single panels of frames made with sal wood and Shutter made with sal wood including MS Z hold fasts , Alluminium tower bolts, handle and butt hinges with all furniture fittings including c/c of all materials and furniture fittings etc complete as per specification (APSS No 1001 & 1002) Door Frame with Shutters | [5 empty] | 22-23
|  | Unit = Each | [5 empty] | 22-23
|  | Frames : Sal Wood | [5 empty] | 22-23
|  | Vertical posts | 2 | 1.9 | 0.1 | 0.075 | 0.0285 | 22-23
|  | Horizontal Top & Bottom | 2 | 0.9 | 0.1 | 0.075 | 0.0135 | 22-23
[7 empty] | 0.042 | 22-23
|  | Shutters : Sal Wood | 1 | 1.97 | 0.77 | 0.03 | 0.0455 | 22-23
[7 empty] | 0.0455 | 22-23
| BMT-E.15 | Sal Wood for Scantlings/Frames |  | cum | 0.042 | 51000 | 2142 | 22-23
| BMT-E.16 | Sal Wood for Planks/Shutters |  | cum | 0.0455 | 63950 | 2909.73 | 22-23
| BMT-G.08 | 150mm Alluminium tower bolts |  | No's | 2 | 86.5 | 173 | 22-23
| BMT-G.25 | Butt Hinges 125mm |  | No's | 3 | 129 | 387 | 22-23
| BMT-G.34 | 150mm Alluminium Door handle |  | No's |  | 114 | 0 | 22-23
| BMT-G.42 | 300mm Alluminium Aldrop |  | No's | 2 | 338 | 676 | 22-23
| BMT-G.57 | Alluminium door stoppers |  | No's | 1 | 58 | 58 | 22-23
| BMS-W.69 | MS Z Hold fasts 300mm Long |  | No's | 6 | 39 | 234 | 22-23
|  | B. Labour | [5 empty] | 22-23
| BMM-V.38 | wrought & Putup Labour charges |  | Sqm | 1.89 | 1701 | 1071.63 | 22-23
[7 empty] | 7651.36 | 22-23
3 |  | Supplying and fixing of Door of size 1.05X2.10M with single panels of frames made with sal wood and Shutter made with sal wood including MS Z hold fasts , Alluminium tower bolts, handle and butt hinges with all furniture fittings including c/c of all materials and furniture fittings etc complete as per specification (APSS No 1001 & 1002) Door Frame with Shutters | [5 empty] | 22-23
|  | Unit = Each | [5 empty] | 22-23
|  | Frames : Sal Wood | [5 empty] | 22-23
|  | Vertical posts | 2 | 1.9 | 0.1 | 0.075 | 0.0285 | 22-23
|  | Horizontal Top & Bottom | 2 | 1.05 | 0.1 | 0.075 | 0.0158 | 22-23
[7 empty] | 0.0443 | 22-23
|  | Shutters : Sal Wood | 1 | 1.97 | 0.92 | 0.03 | 0.0544 | 22-23
[7 empty] | 0.0544 | 22-23
| BMT-E.15 | Sal Wood for Scantlings/Frames |  | cum | 0.0443 | 51000 | 2259.3 | 22-23
| BMT-E.16 | Sal Wood for Planks/Shutters |  | cum | 0.0544 | 63950 | 3478.88 | 22-23
| BMT-G.08 | 150mm Alluminium tower bolts |  | No's | 2 | 86.5 | 173 | 22-23
| BMT-G.25 | Butt Hinges 125mm |  | No's | 3 | 129 | 387 | 22-23
| BMT-G.34 | 150mm Alluminium Door handle |  | No's |  | 114 | 0 | 22-23
| BMT-G.42 | 300mm Alluminium Aldrop |  | No's | 2 | 338 | 676 | 22-23
| BMT-G.57 | Alluminium door stoppers |  | No's | 1 | 58 | 58 | 22-23
| BMS-W.69 | MS Z Hold fasts 300mm Long |  | No's | 6 | 39 | 234 | 22-23
|  | B. Labour | [5 empty] | 22-23
| BMM-V.38 | wrought & Putup Labour charges |  | Sqm | 2.21 | 1701 | 1253.07 | 22-23
[7 empty] | 8519.25 | 22-23
5 |  | Supplying and fixing of Door of size 1.05X2.10M with single panels of frames made with teak wood and Shutter made with medium Teak wood including MS Z hold fasts , Alluminium tower bolts, handle and butt hinges with all furniture fittings including c/c of all materials and furniture fittings etc complete as per specification (APSS No 1001 & 1002) Door Frame with Shutters | [5 empty] | 22-23
|  | Unit = Each | [5 empty] | 22-23
|  | Frames : Medium Teak Wood | [5 empty] | 22-23
|  | Vertical posts | 2 | 1.9 | 0.1 | 0.075 | 0.0285 | 22-23
|  | Horizontal Top & Bottom | 1 | 1.05 | 0.1 | 0.075 | 0.0079 | 22-23
[7 empty] | 0.0364 | 22-23
|  | Shutters : Medium Teak Wood | 1 | 2.01 | 0.94 | 0.03 | 0.0567 | 22-23
[7 empty] | 0.0567 | 22-23
| BMT-E.01 | Teak Wood for Scantlings/Frames |  | cum | 0.0364 | 81950 | 2982.98 | 22-23
| BMT-E.04 | Teak Wood for Planks/Shutters |  | cum | 0.0567 | 160920 | 9124.16 | 22-23
| BMT-G.02 | 150mm Brass tower bolts |  | No's | 2 | 255 | 510 | 22-23
| BMT-G.21 | Butt Hinges 125mm Brass |  | No's | 3 | 273 | 819 | 22-23
| BMT-G.34 | 150mm Alluminium Door handle |  | No's |  | 108 | 0 | 22-23
| BMT-G.37 | 300mm Brass Aldrop |  | No's | 2 | 1195 | 2390 | 22-23
| BMT-G.46 | Brass door stoppers |  | No's | 1 | 185 | 185 | 22-23
| BMS-W.69 | MS Z Hold fasts 300mm Long |  | No's | 6 | 39 | 234 | 22-23
|  | B. Labour | [5 empty] | 22-23
| BMM-V.25 | wrought & Putup Labour charges |  | Sqm | 2.21 | 1727 | 1272.22 | 22-23
[7 empty] | 17517.36 | 22-23
2 |  | Supplying and fixing of Door of size 1.05X2.10M with single panels of frames made with teak wood and Shutter made with Flush door shutters including MS Z hold fasts , Alluminium tower bolts, handle and butt hinges with all furniture fittings including c/c of all materials and furniture fittings etc complete as per specification (APSS No 1001 & 1002) Door Frame with Shutters | [5 empty] | 22-23
|  | Unit = Each | [5 empty] | 22-23
|  | A. Materials | [5 empty] | 22-23
|  | Frames : Sal Wood | [5 empty] | 22-23
|  | Vertical posts | 2 | 1.95 | 0.1 | 0.075 | 0.0293 | 22-23
|  | Horizontal Top & Bottom | 2 | 1.05 | 0.1 | 0.075 | 0.0158 | 22-23
[7 empty] | 0.0451 | 22-23
| BMT-E.01 | Teak Wood for Scantlings/Frames |  | cum | 0.0451 | 81950 |  | 22-23
| BMT-N.12 | Flush shutter door |  | Sqm | 1.81 | 2000 | 3620 | 22-23 | 0.7381
| BMM-V.23 | Fixing flush door |  | Sqm | 1.81 | 1036 | 1875.16 | 22-23
| BMT-G.08 | 150mm Alluminium tower bolts |  | No's | 2 | 86.5 | 173 | 22-23
| BMT-G.25 | Butt Hinges 125mm Alluminiu |  | No's | 3 | 129 | 387 | 22-23
| BMT-G.34 | 150mm Alluminium Door handle |  | No's | 2 | 108 | 216 | 22-23
| BMT-G.42 | 300mm Alluminium Aldrop |  | No's | 2 | 338 | 676 | 22-23
| BMT-G.53 | Door stopper MS Powder coated |  | No's | 1 | 58 | 58 | 22-23
| BMS-W.69 | MS Z Hold fasts 300mm Long |  | No's | 6 | 39 |  | 22-23
|  | B. Labour | [5 empty] | 22-23
| BMM-V.25 | wrought & Putup Labour charges For frames only (1/3) |  | Sqm | 2.21 | 1701 |  | 22-23
[7 empty] | 7005.16 | 22-23 |  | 0
2 |  | Supplying and fixing of Door of size 0.90X2.10M with single panels of frames made with sal wood and Shutter made with WPC door shutters including MS Z hold fasts , Alluminium tower bolts, handle and butt hinges with all furniture fittings including c/c of all materials and furniture fittings etc complete as per specification (APSS No 1001 & 1002) Door Frame with Shutters | [5 empty] | 22-23
|  | Unit = Each | [5 empty] | 22-23
|  | A. Materials | [5 empty] | 22-23
|  | Frames : Sal Wood | [5 empty] | 22-23
|  | Vertical posts | 2 | 1.95 | 0.1 | 0.075 | 0.0293 | 22-23
|  | Horizontal Top & Bottom | 2 | 0.9 | 0.1 | 0.075 | 0.0135 | 22-23
[7 empty] | 0.0428 | 22-23
| BMT-E.15 | Sal Wood for Scantlings/Frames |  | cum | 0.0428 | 51000 | 2182.8 | 22-23
| BMT-N.88 | WPC shutter door |  | Sqm | 1.52 | 3394 | 5158.88 | 22-23
| BMM-V.42 | WPC door - Labour |  | Sqm | 1.52 | 1036 | 1574.72 | 22-23
| BMT-G.08 | 150mm Alluminium tower bolts |  | No's | 2 | 86.5 | 173 | 22-23
| BMT-G.25 | Butt Hinges 125mm Alluminiu |  | No's | 3 | 129 | 387 | 22-23
| BMT-G.34 | 150mm Alluminium Door handle |  | No's | 2 | 108 | 216 | 22-23
| BMT-G.42 | 300mm Alluminium Aldrop |  | No's | 2 | 338 | 676 | 22-23
| BMT-G.53 | Door stopper MS Powder coated |  | No's | 1 | 58 | 58 | 22-23
| BMS-W.69 | MS Z Hold fasts 300mm Long |  | No's | 6 | 39 | 234 | 22-23
|  | B. Labour | [5 empty] | 22-23
| BMM-V.38 | wrought & Putup Labour charges For frames only (1/3) |  | Sqm | 1.89 | 1701 | 1071.63 | 22-23
[7 empty] | 11732.03 | 22-23 |  | 0
7 |  | Supplying and fixing of ventilator of size 0.60 x 0.45 Mts including fixing of 8mm dia roads and 4mm plain glass including all labour charges etc., complete | [5 empty] | 22-23
|  | Sal Wood |  | cum | 0.008 | 51000 | 408 | 22-23
|  | 8mm dia rods |  | Kg | 0.5 | 76.11 | 38.06 | 22-23
| BMT-I.01 | Plain float glass |  | Sqm | 0.27 | 486 | 131.22 | 22-23
22-23
|  | Rate per 1 No |  |  |  |  | 577.28 | 22-23 |  | 0
2 |  | S&F of Cement Jolleys 50mm thick | [5 empty] | 22-23
| BMS-W.17 | Initial cost | Sqm | 1 | 388 |  | 388 | 22-23
|  | 1st class mason | Day | 0.06 | 630 |  | 37.8 | 22-23
|  | 2nd class mason | Day | 0.06 | 565 |  | 33.9 | 22-23
|  | Mazdoor(unskilled) | Day | 0.275 | 525 |  | 144.38 | 22-23
|  | Rate per 1 Sqm |  |  |  |  | 604.08 | 22-23
2 |  | Supply and fixing of Wood Polymer Composite(WPC) Door Frame section of 63.5x100 MM .The two Vertical members are to be joined together with the horizontal member using 8x75 MM long MS Star full thread screws to be used with reverse forward speed control hand drilling machine. The ready/assembled door frame is fixed to the wall using hold fast or bolt fasteners. A minimum of 4 No.s of screws to be provided for each vertical member & minimum 2no.s for horizontal member, and fixing 28 -30 MM thick solid Wood Polymer Composite (WPC) double extruded door shutter with 3MM top and bottom rigid layer with an overall density of 750kg/Cum. It will be fixed to the frame using 3 inch /4 inch hinges. A minimum of 4 hinges will be required for fixing the door with the frame 1200 x 2130mm | [5 empty] | 22-23
|  | Taking output Unit = 2.556 Sqm | [5 empty] | 22-23
| BMT-N.83.C | Cost of Frame |  | Rm | 6.7 | 920 | 6164 | 22-23
| BMM-V.42 | Labour charges for frame work |  | Sqm | 0.869 | 1036 | 900.28 | 22-23
| BMT-N.88 | Initial cost |  | Sqm | 2.23 | 3394 | 7568.62 | 22-23
| BMM-V.42 | Labour charges for Shutter |  | Sqm | 1.687 | 1036 | 1747.73 | 22-23
| BMT-G.09 | 200mm Alluminium tower bolts |  | No's | 2 | 108 | 216 | 22-23
| BMT-G.34 | 150mm Alluminium Door handle |  | No's | 2 | 114 | 228 | 22-23
| BMT-G.42 | 300mm Alluminium Aldrop |  | No's | 2 | 338 | 676 | 22-23
|  | Cost of Aluminium door stopper |  | No's | 1 | 58 |  | 22-23
|  | Rate per 2.556 Sqm |  |  |  |  | 17500.63 | 22-23
|  | Rate per 1.00 Sqm |  |  |  |  | 6846.88 | 22-23
1 |  | Supply and fixing of Wood Polymer Composite(WPC) Door Frame section of 63.5x100 MM .The two Vertical members are to be joined together with the horizontal member using 8x75 MM long MS Star full thread screws to be used with reverse forward speed control hand drilling machine. The ready/assembled door frame is fixed to the wall using hold fast or bolt fasteners. A minimum of 4 No.s of screws to be provided for each vertical member & minimum 2no.s for horizontal member, and fixing 28 -30 MM thick solid Wood Polymer Composite (WPC) double extruded door shutter with 3MM top and bottom rigid layer with an overall density of 750kg/Cum. It will be fixed to the frame using 3 inch /4 inch hinges. A minimum of 4 hinges will be required for fixing the door with the frame 1200 x 2130mm | [5 empty] | 22-23
|  | Taking output Unit = 2.556 Sqm | [5 empty] | 22-23
| BMT-N.83.C | Cost of Frame |  | Rm | 5.45 | 920 | 5014 | 22-23
| BMM-V.42 | Labour charges for frame work |  | Sqm | 0.869 | 1036 | 900.28 | 22-23
| BMT-N.88 | Initial cost |  | Sqm | 2.23 | 3394 | 7568.62 | 22-23
| BMM-V.42 | Labour charges for Shutter |  | Sqm | 1.687 | 1036 | 1747.73 | 22-23
| BMT-G.09 | 200mm Alluminium tower bolts |  | No's | 2 | 108 | 216 | 22-23
| BMT-G.34 | 150mm Alluminium Door handle |  | No's | 2 | 114 | 228 | 22-23
| BMT-G.42 | 300mm Alluminium Aldrop |  | No's | 2 | 338 | 0 | 22-23
|  | Cost of Aluminium door stopper |  | No's | 1 | 58 | 0 | 22-23
|  | Rate per 2.556 Sqm |  |  |  |  | 15674.63 | 22-23
|  | Rate per 1.00 Sqm |  |  |  |  | 6132.48 | 22-23
2 |  | Supply and fixing of Wood Polymer Composite(WPC) fixing 28 -30 MM thick solid Wood Polymer Composite (WPC) double extruded door shutter with 3MM top and bottom rigid layer with an overall density of 750kg/Cum. It will be fixed to the frame using 3 inch /4 inch hinges. A minimum of 4 hinges will be required for fixing the door with the frame 1200 x 2130mm | [5 empty] | 22-23
|  | Taking output Unit = 2.556 Sqm | [5 empty] | 22-23
| BMT-N.88 | Initial cost |  | Sqm | 2.23 | 3394 | 7568.62 | 22-23
| BMM-V.42 | Labour charges for Shutter |  | Sqm | 1.687 | 1036 | 1747.73 | 22-23
| BMT-G.09 | 200mm Alluminium tower bolts |  | No's | 2 | 108 | 216 | 22-23
| BMT-G.34 | 150mm Alluminium Door handle |  | No's | 2 | 114 | 228 | 22-23
| BMT-G.42 | 300mm Alluminium Aldrop |  | No's | 2 | 338 | 676 | 22-23
|  | Cost of Aluminium door stopper |  | No's | 1 | 58 | 58 | 22-23
|  | Rate per 2.556 Sqm |  |  |  |  | 10494.35 | 22-23
|  | Rate per 1.00 Sqm |  |  |  |  | 4105.77 | 22-23
4 |  | Providing and fixing factory made uPVC white colour sliding glazed windowupto 1.50 m in height dimension comprising of uPVC multi-chamberedframe with in-built roller track and sash extruded profiles duly reinforcedwith 1.60 ± 0.2 mm thick galvanized mild steel section made from rollforming process of required length (shape & size according to uPVCprofile), appropriate dimension of uPVC extruded glazing beads anduPVC extruded interlocks, EPDM gasket, wool pile, zinc alloy (whitepowder coated) touch locks withhook, zinc alloy body with single nylonrollers (weight bearing capacity to be 40 kg), G.I fasteners 100 x 8 mmsize for fixing frame to finished wall and necessary stainless steel screwsetc. Profile of frame & sash shall be mitred cut and fusion welded at allcorners, including drilling of holes for fixing hardware's and drainage ofwater etc. After fixing frame the gap between frame and adjacent finishedwall shall be filled with weather proof silicon sealent over backer rod ofrequired size and of approved quality, all complete as per approved drawing& direction of Engineer-in-Charge inclusive of cost of Single / double glass panes,and silicon sealent Two track two panels sliding window made of (small series) frame 52 x 44 mm &sash 32 x 60 mm both having wall thickness of 1.9 ± 0.2 mm and single glazing bead of appropriate dimension. (Area of window upto 1.75 sqm) | [5 empty] | 22-23
| BMT-P.80.A | Initial cost two track panels | Sqm | 1 | 6460 |  | 6460 | 22-23
[7 empty] | 6460 | 22-23
| BMT-P.80.A | Initial cost Three track | Sqm | 1 | 8622 |  | 8622 | 22-23
[7 empty] | 8622 | 22-23
8 | BMT-P.79 | Initial cost Glazed window | Sqm | 1 | 6238 |  | 6238 | 22-23
[7 empty] | 6238 | 22-23
3 |  | supply and fixing of Single fixed Louvers Ventilator including cost and labour charges etc., complete | [5 empty] | 22-23
| BMT-P.59 | Initial cost two track panels | Sqm | 1 | 4062 |  | 4062 | 22-23
[7 empty] | 4062 | 22-23
|  |  | Deputy Executive Engineer |  |  | Assistant Engineer
|  |  | PRI Sub Division |  |  | Mandal Praja parishad
|  |  | Kanigiri |  |  | Kanigiri

## SANI 2022-23
DATA SHEET (WATER AND SANITATION ITEMS) (2022-23)
Name of the Work: Providing Additional Space for Health Staff in Grama Sachivalayam of Baduguleru GP of Kanigiri Mandal
Index-code | S No | Description | Unit | Qty | Rate Rs. | Amount Rs.
| 1 | 2 | 3 | 4 | 5 | 6
| 1 | Supplying and Fixing European Water Closet of 1st quality make white glazed with 'P' trap with low down porcelain flushing tank 10 Lit Capacity internal components and Fixing best Indian make plastic seat and lid for European water closets with rubber or plastic Buffers including all labour charges for fixing etc., complete. |  |  |  |  | 22-23
|  | European Water Closet of 1st quality BMW-D.13 | No | 1 | 1979 | 1979 | 22-23
|  | Flushing Tank 10 Lit capacity BMW-D.11 | No | 1 | 2468 | 2468 | 22-23
|  | plastic seat and lid BMW-D.16 | No | 1 | 850 | 850 | 22-23
[6 empty] | 5297 | 22-23
|  | Contract profit @ 13.615% |  |  |  | 0 | 22-23
[6 empty] | 5297 | 22-23
| 2 | Supplying & Fixing Indian pattern white glazed W.C 1st quality ISI marked conforming to IS:2556-Part-3-1981 with"P" or "S" trap: 630 mm Long |  |  |  |  | 22-23
|  | Initial cost BMW-D.02 | No | 1 | 1036 | 1036 | 22-23
[6 empty] | 1036 | 22-23
| 2 | Supplying & Fixing white glazed flat back half stall urinals 1st quality conforming to IS:2556-1995 with standard C.P. Spreader of overall size 95 x 95 x 57 mm conforming to IS:2556-Part6, Sec-6-1974 fixed with screws complete Indian make : 410 x 265 x 305 mm |  |  |  |  | 22-23
|  | Initial cost BMW-D.34 | No | 1 | 2644 | 2644 | 22-23
[6 empty] | 2644 | 22-23
| 2 | Supplying and fixing Indian make Flat Back Wash Hand Basin (HSW/Parryware/ Neycer) 1st quality conforming to IS:2556-Part-4:1972 of size 450mm x 300mm with 32 mm nominal size C.P. Fitting with parallel pipe thread onforming to IS:2963-1979 and fitted with 15 mm nominal bore Chromium Plated Pillar Tap of 1st quality Indian make 400 grams Seiko/Senior/Nice or equivalent complete with tandard CI brackets including wooden blocks ,1 No.12.70mm PVC connection with brass union nuts CP oated , 1 No.12.70mm NP bib tap 400 gms Seiko or equivalent , 31.75mm dia. PVC flexible waste pipe 914.4mm length of 1st quality including cost and onveyance of all materials to site, labour charges , overheads & contractors profit for finished item of work |  |  |  |  | 22-23
|  | Cost of wash hand basin SSR BMW-D.26 S.No.158 | No | 1 | 1519 | 1519 | 22-23
|  | 12.70mm NP bib tap (400gms) BMW-E.07 | No | 1 | 387 | 387 | 22-23
|  | 12.70mm dia PVC connection with brass union nuts BMW-I.48 | No | 1 | 95 | 95 | 22-23
|  | 31.75mm dia. PVC flexible waste pipe BMW-G.05 | No | 1 | 24 | 24 | 22-23
[6 empty] | 2025 | 22-23
|  | Contract profit @ 13.615% |  |  |  | 0 | 22-23
[6 empty] | 2025 | 22-23
| 6 | Supplying and fixing 4" (101.6 mm ) Floor Trap - UPVC/SWR Pipe fittings 1st quality ISI marked conforming to IS:1729-1979 with C.P. Grating fixing with hite cement as per site requirements with standard practice for all floors ncluding cost and conveyance of all materials to site, labour charges etc., complete for finished item of work. |  |  |  |  | 22-23
|  | Initial cost BMW-G.125 | No | 1 | 128 | 128 | 22-23
|  | Contract profit @ 13.615% |  |  |  | 0 | 22-23
[6 empty] | 128 | 22-23
| 3 | Prince/ Sudhakar make or equivalent quality PVC /SWR pipes & fittings ( as per ISI standards) 4kg/cm2 110mm dia. double socket |  |  |  |  | 22-23
|  | Taking out put = 3Mts |  |  |  |  | 22-23
|  | 110mm dia pipe BMW-G.13 | Rm | 1 | 447 | 447 | 22-23
|  | Contract profit @ 13.615% |  |  |  | 0 | 22-23
|  | Rate per 3Mts |  |  |  | 447 | 22-23
|  | Rate per 1Mts |  |  |  | 149 | 22-23
| 4 | Prince/ Sudhakar make or equivalent quality PVC /SWR pipes & fittings ( as per ISI standards) 4kg/cm2 90mm dia. double socket |  |  |  |  | 22-23
|  | Taking out put = 3Mts |  |  |  |  | 22-23
|  | 90mm dia pipe BMW-G.15 | Rm | 1 | 425 | 425 | 22-23
|  | Contract profit @ 13.615% |  |  |  | 0 | 22-23
|  | Rate per 3Mts |  |  |  | 425 | 22-23
|  | Rate per 1Mts |  |  |  | 141.6667 | 22-23
| 4 | Prince/ Sudhakar make or equivalent quality PVC /SWR pipes & fittings ( as per ISI standards) 4kg/cm2 75mm dia. double socket |  |  |  |  | 22-23
|  | Taking out put = 3Mts |  |  |  |  | 22-23
|  | 75mm dia pipe BMW-G.14 | Rm | 1 | 267 | 267 | 22-23
|  | Contract profit @ 13.615% |  |  |  | 0 | 22-23
|  | Rate per 3Mts |  |  |  | 267 | 22-23
|  | Rate per 1Mts |  |  |  | 89 | 22-23
| 5 | Labour charges for laying, fixing and commissioning the PVC pipes including couplers/ bends/ tees etc any diameter including fixing necessary fittings like bends, plugs, couplers, junctions, tees, etc with solvent jointing as per standard practice |  |  |  |  | 22-23
|  | Initial cost BMW-G.152 | 1Rm | 1 | 79 | 79 | 22-23
|  | Contract profit @ 13.615% |  |  |  | 0 | 22-23
[6 empty] | 79 | 22-23
| 11 | Supplying & fixing 15 mm bib tap with flange Chromeum plated Jaquar make queen series |  |  |  |  | 22-23
|  | Initial cost BMW-I.140 | No | 1 | 1644 | 1644 | 22-23
|  | Contract profit @ 13.615% |  |  |  | 0 | 22-23
[6 empty] | 1644 | 22-23
| 6 | Supply & fixing of tested NP bib taps at all levels of 12.70mm dia of Indian make 400g first quality including cost & conveyance of all materials, labour charges for finished item of work, and all taxes complete for all floors |  |  |  |  | 22-23
|  | Initial cost BMW-E.07 | No | 1 | 387 | 387 | 22-23
|  | Contract profit @ 13.615% |  |  |  | 0 | 22-23
[6 empty] | 387 | 22-23
| 13 | Supply & fixing bib cock cum health faucet with 1 m long flexible tube and wall hook of Jaquar make queen series with 7 years warranty Chrome plated / Jupiter Aqua Lines-JALor equivalent series including cost and conveyance of all materials, labour charges , overheads & contractors profit complete for finished item of work in all floors. |  |  |  |  | 22-23
|  | Initial cost BMW-I.141 | No | 1 | 4166 | 4166 | 22-23
|  | Contract profit @ 13.615% |  |  |  | 0 | 22-23
[6 empty] | 4166 | 22-23
| 7 | Providing & placing on Terrace polyethylene water storage tank with Double layer approved brand & manufacture with cover and suitable locking arrangement & making necessary holes for inlet & outlets and overflow pipes but without fittings & base support for tanks |  |  |  |  | 22-23
|  | Cost of Liters(BMW-G.01) | Litrs | 1 | 8.5 | 8.5 | 22-23
|  | Labour charges(BMW-G.02) | Litrs | 1 | 1 | 1 | 22-23
[6 empty] | 9.5 | 22-23
|  | Contract profit @ 13.615% |  |  |  | 0 | 22-23
[6 empty] | 9.5 | 22-23
| 8 | Supply and Fixing of Premium make CPVC Pipes and Fittings to meet the requirement of ASTM-D 2846 and are produced in CTS (Copper Tube Sizes 1/2" ton 2" Ashirvad lowgurard SDR 11 and SDR 13.5 pipes are made from dential CPVC compounds having the same physical roperties for Hot and Cold Water (IS 15778:2007) |  |  |  |  | 22-23
|  | 15.90mm ODPipe - SDR 13.5 BMW-I.220 | Rm | 1 | 59 | 59 | 22-23
|  | Contract profit @ 13.615% |  |  |  | 0 | 22-23
[6 empty] | 59 | 22-23
|  | 22.20mm ODPipe - SDR 13.5 BMW-I.221 | Rm | 1 | 94 | 94 | 22-23
|  | Contract profit @ 13.615% |  |  |  | 0 | 22-23
[6 empty] | 94 | 22-23
|  | 28.60mm ODPipe - SDR 13.5 BMW-I.222 | Rm | 1 | 136 | 136 | 22-23
|  | Contract profit @ 13.615% |  |  |  | 0 | 22-23
[6 empty] | 136 | 22-23
|  | 34.90mm ODPipe - SDR 13.5 BMW-I.223 | Rm | 1 | 214 | 214 | 22-23
|  | Contract profit @ 13.615% |  |  |  | 0 | 22-23
[6 empty] | 214 | 22-23
| 16 | Manufacture, Supply and Delivery of Unplasticised PVCs Pipes for potable water supplies conforming to IS : 4985/2000 (3rd revision) with bell ends (Socket) as per specification. 25mm dia |  |  |  |  | 22-23
|  | Initial cost | 1Rm | 1 | 35 | 35 | 22-23
|  | Contract profit @ 13.615% |  |  |  | 0 | 22-23
[6 empty] | 35 | 22-23
| 9 | Labour charges for laying, joining, welding, fixing and commissioning the C-PVC pipes including all specials such ascouplers/ bends/ tees etc including fixing necessary fittings like bends, plugs, couplers, junctions, tees, etc with welding the joint as per standard practice - up to 40 mm dia |  |  |  |  | 22-23
|  | Initial cost BMW-I.415 | 1Rm | 1 | 33 | 33 | 22-23
|  | Contract profit @ 13.615% |  |  |  | 0 | 22-23
[6 empty] | 33 | 22-23
| 18 | Supplying and fixing Gunmetal Gate ( GM peet ) valve as per IS-778 Class - I , Indian make heavy type including cost and conveyance of all materials , labour charges etc. omplete for finished item of work. |  |  |  |  | 22-23
|  | 25mm Nominal bore BMW-F.17 | No | 1 | 1165 | 1165 | 22-23
|  | Contract profit @ 13.615% |  |  |  | 0 | 22-23
[6 empty] | 1165 | 22-23
| 19 | Supply and fixing of 110mm dia ISI mark PVC rain water spouts of 4 Kg/cm2 pressure including Cost of necessary pvc bends, shoes and M.S.clamps and all other accessories and fixing in position including cost and conveyance of all materials to site , seigniorage charges sales and other taxes on all materials, all operational, incidental and labour cahrges such as fixing in alignment etc., complete for finished item of work.(APSS NO1328) in All Floors |  |  |  |  | 22-23
|  | Taking out put=3 Rm |  |  |  |  | 22-23
|  | Basic rate as per ssr item BMW-G.13 | 3Rm | 1 | 447 | 447 | 22-23
|  | Cost of P.V.C. Bend BMW-G.57 | No | 1 | 77 | 77 | 22-23
|  | Cost of Clips BMW-G.106 | No | 3 | 17 | 51 | 22-23
|  | Plumber 1st Class | Day | 0.3 | 705 | 211.5 | 22-23
|  | Plumber 2nd class | Day | 0.7 | 565 | 395.5 | 22-23
|  | Man Mazdoor | Day | 1 | 525 | 525 | 22-23
[6 empty] | 1707 | 22-23
|  | Contract profit @ 13.615% |  |  |  | 0 | 22-23
|  | Cost of 3Rm |  |  |  | 1707 | 22-23
|  | Rate per 1.00 Rm |  |  |  | 569 | 22-23
| 11 | Drilling of 165 mm dia Bore well by down the hole hammer drilling in all formations suitable for drilling with hammer drilling such as medium hard rock upto deepth specified by department including cost of trasportation charges crew charge (Addendum minutes (LR No. RC/ENC (AW)/ADA/AEE/ 24686/Vol.XII/2019 Dt 03.03.2020 of the Engineer in Chief, Water resource department. |  |  |  |  | 22-23
|  | Intial cost for Upto 90mts | 1Rm | 1 | 446.4 | 446.4 | 22-23
22-23
|  | Intial cost for 90mts to 150mts | 1Rm | 1 | 477.6 | 477.6 | 22-23
22-23
|  | Intial cost for 150mts to 250mts | 1Rm | 1 | 535.7 | 535.7 | 22-23
22-23
| 12 | Supply and Transportation of 2.00HP single phase ISI submersible mortor Pumpset subitable for 4" bore well Makes:Kirloskar/ Crompton/ CRI/ KSB/ Texmo/Aryan Varsha |  |  |  |  | 22-23
|  | Initial cost ELEC-5.4.1 e | 1No | 1 | 26730 | 26730 | 22-23
[6 empty] | 26730 | 22-23
| 13 | Supply and Transportation of 1.00HP single phase ISI submersible mortor Pumpset subitable for 4" bore well Makes:Kirloskar/ Crompton/ CRI/ KSB/ Texmo/Aryan Varsha |  |  |  |  | 22-23
|  | Initial cost ELEC-5.4.1 c | 1No | 1 | 18370 | 18370 | 22-23
[6 empty] | 18370 | 22-23
| 14 | 180mm dia PVC pipe for casing etc., complete (Addendum minutes (LR No. RC/ENC (AW)/ADA/AEE/ 24686/Vol.XII/2019 Dt 03.03.2020 of the Engineer in Chief, Water resource department. |  |  |  |  | 22-23
|  | 6Kg per / cm2 | 1rm | 1 | 325 | 325 | 22-23
[6 empty] | 325 | 22-23
| 15 | S& F 40 mm HDPE pipe 12.5 kg/sqcm properties & weight as per IS 1239 ISI mark with GI fittings including the cost of pipe & its fittings & labour charges |  |  |  |  | 22-23
|  | Initial cost | 1Rm | 1 | 85 | 85 | 22-23
[6 empty] | 85 | 22-23
| 16 | S&F of 25mm dia Clamp set |  |  |  |  | 22-23
|  | Initial cost | 1No | 1 | 194 | 194 | 22-23
[6 empty] | 194 | 22-23
| 17 | S&F of 180mm dia bore cap |  |  |  |  | 22-23
|  | Initial cost | 1No | 1 | 300 | 300 | 22-23
[6 empty] | 300 | 22-23
| 18 | S&F of 32mm dia GI pipe |  |  |  |  | 22-23
|  | Initial cost | 1Rm | 1 | 400 | 400 | 22-23
[6 empty] | 400 | 22-23
| 19 | S&F of 32mm dia GI Bends |  |  |  |  | 22-23
|  | Initial cost | 1No | 1 | 77 | 77 | 22-23
[6 empty] | 77 | 22-23
| 20 | Supply of 3 core 2.5 sqm flat copper cable as per for submersible motors of makes polycab for service mains including cost of material and labour charges and taxes etc., complete. |  |  |  |  | 22-23
|  | Initial cost ELEC-1.6.3 | 1Rm | 1 | 105 | 105 | 22-23
[6 empty] | 105 | 22-23
| 21 | Supply and Transportation of control panel for single phasesubmersible motors up to 3 HP @ 220V 50Hz operating range between 80 to 240V including supply and fixing of Direct - on - Line LTLK / SIEMENS / CROMPTON make Volt meter and Ammeter with starting and running capacitors assembled with ISI mark contactors and fitted with Legrand make ISI mark MCB etc., complete. |  |  |  |  | 22-23
|  | Initial cost ELEC-5.4.15 | No | 1 | 5445 | 5445 | 22-23
[6 empty] | 5445 | 22-23
22-23
| 10 | Supplying & fixing 4" (101.6 mm ) Nahany trap with Jali- PVC/SWR Pipe fittings |  |  |  |  | 22-23
|  | Initial cost BMW-G.118 | No | 1 | 93 | 93 | 22-23
[6 empty] | 93 | 22-23
|  | Deputy Executive Engineer |  |  | Assistant Engineer
|  | PRI Sub Division |  |  | Mandal Praja parishad
|  | Kanigiri |  |  | Kanigiri

## Ele 2022-23
DATA SHEET (Electrification) - 2022-23
Name of the Work: Providing Additional Space for Health Staff in Grama Sachivalayam of Baduguleru GP of Kanigiri Mandal
Index-code | S No | Description | Quantity |  | Unite |  | Rate Rs. | Amount Rs.
1 | 2 | 3 | 4 |  | 5 |  | 6 | 7
Ele 1.4.2 (b) | 1 | Supply and Fixing of 25mm dia 1.8mm thick PVC pipe (ISI MARK) concealed in Roof Slabs with all required accessories including masonary work and labour charges etc., complete. | [6 empty] | 22-23
|  | Taking Output = 100 M | [6 empty] | 22-23
|  | a) Labour charges : | [6 empty] | 22-23
|  | Skilled Electrician | 2 | day | 1 | day | 700 | 1400 | 22-23
|  | Semi Skilled Electrician | 2 | day | 1 | day | 570 | 1140 | 22-23
|  | Helper (Electrical) | 2 | day | 1 | day | 505 | 1010 | 22-23
|  | b) Material | [6 empty] | 22-23
ELEC-1.2.6 b |  | 25mm dia 1,2,3 & 4 way deep Junction Box | 12 | Nos | 1 | No | 26 | 312 | 22-23
ELEC-1.2.8 b |  | 25mm PVC bends | 12 | Nos | 1 | No | 11 | 132 | 22-23
ELEC-1.2.2 b |  | 25mm dia 1.8mm thick PVC pipe | 100 | Mtr | 1 | Mtr | 34 | 3400 | 22-23
|  | Material Rate for 100 Mtrs | [5 empty] | 7394 | 22-23
|  | Material Rate for 1 Mtr | [5 empty] | 73.94 | 22-23
Ele 1.4.2 (a) | 1 | Supply and Fixing of 25mm dia 1.8mm thick PVC pipe (ISI MARK) concealed in wall with all required accessories including masonary work and labour charges etc., complete. | [6 empty] | 22-23
|  | Taking Output = 100 M | [6 empty] | 22-23
|  | a) Labour charges : | [6 empty] | 22-23
|  | Skilled Electrician | 2 | day | 1 | day | 700 | 1400 | 22-23
|  | Semi Skilled Electrician | 2 | day | 1 | day | 570 | 1140 | 22-23
|  | Helper (Electrical) | 2 | day | 1 | day | 505 | 1010 | 22-23
|  | Mason Ist class | 2 | day | 1 | day | 630 | 1260 | 22-23
|  | b) Material | [6 empty] | 22-23
ELEC-1.2.2 b |  | 25mm dia 1.8mm thick PVC pipe | 100 | Nos | 1 | No | 34 | 3400 | 22-23
ELEC-8.1.4 |  | U' Links | 200 | Nos | 100 | No | 36 | 72 | 22-23
ELEC-1.2.6 b |  | 25mm dia 1,2,3 & 4 way deep Junction Box | 12 | Nos | 1 | No | 26 | 312 | 22-23
ELEC-1.2.8 b |  | 25mm PVC bends | 12 | Nos | 1 | No | 11 | 132 | 22-23
|  | Cement | 50 | Kg | 1 | Kg | 4.7 | 235 | 22-23
|  | Material Rate for 100 Mtrs | [5 empty] | 8961 | 22-23
|  | Material Rate for 1 Mtr | [5 empty] | 89.61 | 22-23
22-23
| 3 | Labour charges for Grooves 2-3mm thick for PVC pipes | [6 empty] | 22-23
|  | Initial cost BMM-V.51 | 1 | Rm | 1 | Rm | 64 | 64 | 22-23
[8 empty] | 64 | 22-23
| 2 | Supply of Hot Dip galvanized 20/18 SWG Module box with earthing terminal for 12 Module box | [6 empty] | 22-23
|  | Initial cost ELEC-1.3.1 f | 1 | Nos | 1 | Nos | 245 | 245 | 22-23
[8 empty] | 245 | 22-23
| 3 | Supply of Hot Dip galvanized 20/18 SWG Module box with earthing terminal for 8 Module box | [6 empty] | 22-23
|  | Initial cost ELEC-1.3.1 e | 1 | Nos | 1 | Nos | 203 | 203 | 22-23
[8 empty] | 203 | 22-23
| 4 | Supply of Hot Dip galvanized 20/18 SWG Module box with earthing terminal for 6 Module box | [6 empty] | 22-23
|  | Initial cost ELEC-1.3.1 d | 1 | Nos | 1 | Nos | 155 | 155 | 22-23
[8 empty] | 155 | 22-23
| 5 | Supply of Hot Dip galvanized 20/18 SWG Module box with earthing terminal for 4 Module box | [6 empty] | 22-23
|  | Initial cost ELEC-1.3.1 c | 1 | Nos | 1 | Nos | 114 | 114 | 22-23
[8 empty] | 114 | 22-23
| 8 | Supply of Hot Dip galvanized 20/18 SWG Module box with earthing terminal for 18 Module box | [6 empty] | 22-23
|  | Initial cost ELEC-1.3.1 f 12M | 1 | Nos | 1 | Nos | 245 | 245 | 22-23
|  | Initial cost ELEC-1.3.1 d 6M | 1 | Nos | 1 | Nos | 155 | 155 | 22-23
[8 empty] | 400 | 22-23
| 4 | Supply of Hot Dip galvanized 20/18 SWG Module box with earthing terminal for 16 Module box | [6 empty] | 22-23
|  | Initial cost ELEC-1.3.1 f 12M | 1 | Nos | 1 | Nos | 245 | 245 | 22-23
|  | Initial cost ELEC-1.8.3 c 4M | 1 | Nos | 1 | Nos | 114 | 114 | 22-23
[8 empty] | 359 | 22-23
| 5 | Supply of Hot Dip galvanized 20/18 SWG Module box with earthing terminal for 2 Module box | [6 empty] | 22-23
|  | Initial cost ELEC-1.3.1 a | 1 | Nos | 1 | Nos | 68 | 68 | 22-23
[8 empty] | 68 | 22-23
| 5 | Supply of Cover frames for 12 module box | [6 empty] | 22-23
|  | Initial cost ELEC-1.8.3 f | 1 | Nos | 1 | Nos | 209 | 209 | 22-23
[8 empty] | 209 | 22-23
| 6 | Supply of Cover frames for 8 module box | [6 empty] | 22-23
|  | Initial cost ELEC-1.8.3 e | 1 | Nos | 1 | Nos | 171 | 171 | 22-23
[8 empty] | 171 | 22-23
| 8 | Supply of Cover frames for 6 module box | [6 empty] | 22-23
|  | Initial cost ELEC-1.8.3 d 6M | 1 | Nos | 1 | Nos | 132 | 132 | 22-23
[8 empty] | 132 | 22-23
| 9 | Supply of Cover frames for 4 module box | [6 empty] | 22-23
|  | Initial cost ELEC-1.8.3 c | 1 | Nos | 1 | Nos | 88 | 88 | 22-23
[8 empty] | 88 | 22-23
| 7 | Supply of Cover frames for 16 module box | [6 empty] | 22-23
|  | Initial cost ELEC-1.8.3 f 12M | 1 | Nos | 1 | Nos | 209 | 209 | 22-23
|  | Initial cost ELEC-1.8.3 c | 1 | Nos | 1 | Nos | 88 | 88 | 22-23
[8 empty] | 297 | 22-23
| 10 | Supply of Cover frames for 2 module box | [6 empty] | 22-23
|  | Initial cost ELEC-1.8.3 a | 1 | Nos | 1 | Nos | 66 | 66 | 22-23
[8 empty] | 66 | 22-23
22-23
| 5 | Supply and fixing of 6A flush type Neon Indicator. | [6 empty] | 22-23
|  | Initial cost ELEC-1.7.1 e | 1 | Nos | 1 | Nos | 21 | 21 | 22-23
[8 empty] | 21 | 22-23
| 18 | Supply of 9" (225mm), Light duty exhaust fan with double ball bearing and wire guard etc complete. | [6 empty] | 22-23
|  | Initial cost ELEC-5.1.12 | 1 | Nos | 1 | Nos | 1634 | 1634 | 22-23
[8 empty] | 1634 | 22-23
BLD-ELEC-2.1.1 | 8 | Wiring with run of 2 of 14/0.3mm (1.0 Sq.mm) FRLS / HFFR PVC insulated flexible ISI mark copper cable in existing PVC conduit pipe including Supply and fixing of 6A/10A ISI Mark 1way Modular switch in existing Surface or Concealed pipe wiring including cost and conveyance of all material and all labour charges etc., complete for light and bell points | [6 empty] | 22-23
|  | Copper Cable Makes:Makes: Finolex / RR kabel / Havells /KEI/Polycab/Gloster | [6 empty] | 22-23
|  | Accessories Makes:Makes: Legrand Arteor / Schneider Zen celo/ Crabtree Murano or Amare/L&Tenglaze/GM-Zenova/ Goldmedal (GIFA) | [6 empty] | 22-23
|  | a) Labour charges : | [6 empty] | 22-23
|  | Skilled Electrician. | 0.6 | day | 1 | day | 700 | 420 | 22-23
|  | Semi Skilled Electrician / Lineman | 1.2 | day | 1 | day | 570 | 684 | 22-23
|  | Helper (Electrical) | 0.6 | day | 1 | day | 505 | 303 | 22-23
|  | b) Material | [6 empty] | 22-23
|  | Supply of 6A / 10A 1 Way flush type switch 1.7.1 a | 6 | Nos | 1 | No | 18 | 108 | 22-23
|  | Supply of 14/0.3mm (1.0 Sqmm) FRLS / HFFR PVC insulated 1100V grade as per IS:694/1990 specification for Copper cable of makes Makes: Finolex / RR kabel / Havells /KEI/Polycab/Gloster. (ELEC-19-20-1.5.1) | 100 | Mtrs | 100 | Mtrs | 1375 | 1375 | 22-23
|  | Cost of Material for 6 Points | [5 empty] | 2890 | 22-23
|  | Cost of Material Rate per 1 Point | [5 empty] | 481.67 | 22-23
BLD-ELEC-2.1.1 | 9 | Wiring with run of 2 of 14/0.3mm (1.0 Sq.mm) FRLS / HFFR PVC insulated flexible ISI mark copper cable in existing PVC conduit pipe including Supply and fixing of Jumbo Ceiling rose and 6A/10A ISI Mark 1way Modular switch in existing Surface or Concealed pipe wiring including cost and conveyance of all material and all labour charges etc., complete for Fan points | [6 empty] | 22-23
|  | Copper Cable Makes:Makes: Finolex / RR kabel / Havells /KEI/Polycab/Gloster | [6 empty] | 22-23
|  | Accessories Makes:Makes: Legrand Arteor / Schneider Zen celo/ Crabtree Murano or Amare/L&Tenglaze/GM-Zenova/ Goldmedal (GIFA) | [6 empty] | 22-23
|  | a) Labour charges : | [6 empty] | 22-23
|  | Skilled Electrician. | 0.6 | day | 1 | day | 700 | 420 | 22-23
|  | Semi Skilled Electrician / Lineman | 1.2 | day | 1 | day | 570 | 684 | 22-23
|  | Helper (Electrical) | 0.6 | day | 1 | day | 505 | 303 | 22-23
|  | b) Material | [6 empty] | 22-23
|  | Supply of 6A / 10A 1 Way flush type switch 1.7.1 a | 6 | Nos | 1 | No | 18 | 108 | 22-23
|  | Supply of 3 Plate Jumbo Ceiling Rose of makes Anchor / Gold Medal Olive / Million Zoom.(ELEC-19-20-1.7.1-M) | 6 | Nos | 1 | No | 22 | 132 | 22-23
|  | Supply of 14/0.3mm (1.0 Sqmm) FRLS / HFFR PVC insulated 1100V grade as per IS:694/1990 specification for Copper cable of makes Makes: Finolex / RR kabel / Havells /KEI/Polycab/Gloster. (ELEC-19-20-1.5.1) | 100 | Mtrs | 100 | Mtrs | 1375 | 1375 | 22-23
|  | Cost of Material for 6 Points | [5 empty] | 3022 | 22-23
|  | Cost of Material Rate per 1 Point | [5 empty] | 503.67 | 22-23
BLD-ELEC-2.1.4 | 10 | Supply and fixing of 6A 3/2 pin wall plug socket with 6A switch control on a common switch board with earth continuity including wire leads, earth connections along with all labour charges etc., complete. | [6 empty] | 22-23
|  | a) Labour charges : | [6 empty] | 22-23
|  | Skilled Electrician. | 0.067 | day | 1 | day | 700 | 46.9 | 22-23
|  | Helper (Electrical) | 0.067 | day | 1 | day | 505 | 33.835 | 22-23
|  | b) Material | [6 empty] | 22-23
|  | Supply of 6A / 10A 1 Way flush type switch 1.7.1 a | 1 | Nos | 1 | No | 18 | 18 | 22-23
|  | Supply of 6A / 10A 3/2 Pin flush type socket 1.7.1 d | 1 | No | 1 | No | 27 | 27 | 22-23
|  | Total Cost of Material + Labour Charges | [5 empty] | 125.735 | 22-23
BLD-ELEC-2.1.5 | 14 | Supply and fixing of 16A 3pin / 6A 3pin plug socket with indicator lamp and 16Amps fuse unit and 16 Amps switch control (5 in one) on decolam sheet covered board including earth connection and all labour charges etc., complete on wall. | [6 empty] | 22-23
|  | a) Labour charges : | [6 empty] | 22-23
|  | Skilled Electrician. | 0.1 | day | 1 | day | 700 | 70 | 22-23
|  | Helper (Electrical) | 0.1 | day | 1 | day | 505 | 50.5 | 22-23
|  | b) Material | [6 empty] | 22-23
|  | 20 x 15 cms (8" x6") Decolam sheet covered board ELEC-1.4.2 d | 1 | Nos | 1 | No | 48 | 48 | 22-23
|  | 16A / 20A 1 Way 1 Module Modular Switch. ELEC-1.8.1 h | 1 | No | 1 | No | 127 | 127 | 22-23
|  | 16A 3 pin / 6A 3pin Plug socket with indicator lamp, fuse unit (5 in 1) ELEC-1.8.1 g | 1 | No | 1 | No | 127 | 127 | 22-23
|  | Total Cost of Material + Labour Charges | [5 empty] | 422.5 | 22-23
ELE 2.1.4 | 11 | Supply and fixing of 6A 2 pin wall plug socket with 6A switch control on a common switch board with earth continuity including wire leads, earth connections along with all labour charges etc., complete. | [6 empty] | 22-23
|  | a) Labour charges : | [6 empty] | 22-23
|  | Skilled Electrician. | 0.067 | day | 1 | day | 700 | 46.9 | 22-23
|  | Helper (Electrical) | 0.067 | day | 1 | day | 505 | 33.835 | 22-23
|  | b) Material | [6 empty] | 22-23
|  | Supply of 6A / 10A 1 Way flush type switch 1.7.1 a | 1 | Nos | 1 | No | 18 | 18 | 22-23
|  | Supply of 6A / 10A 2 Pin flush type socket 1.7.1 c | 1 | No | 1 | No | 21 | 21 | 22-23
|  | Cost of Material Rate | [5 empty] | 119.735 | 22-23
Ele 3.1.3 | 29 | Supply and run of 2 of 22/0.3mm (1.5 Sq.mm) F.R P.V.C. insulated flexible copper cable in existing pipe for mains inlcuding all labour charges etc., complete | [6 empty] | 22-23
|  | Copper Cable Makes:Makes: Finolex / RR kabel / Havells /KEI/Polycab/Gloster | [6 empty] | 22-23
|  | a) Labour charges : | [6 empty] | 22-23
|  | Skilled Electrician. | 0.67 | day | 1 | day | 700 | 469 | 22-23
|  | Semi Skilled Electrician / Lineman | 2 | day | 1 | day | 570 | 1140 | 22-23
|  | Helper (Electrical) | 0.67 | day | 1 | day | 505 | 338.35 | 22-23
|  | b) Material | [6 empty] | 22-23
| 30 | Supply of 22/0.3mm (1.5 Sqmm) FRLS / HFFR PVC insulated 1100V grade as per IS:694/1990 specification for Copper cable of makes Finolex / RR kabel / KEI. (ELEC-19-20-1.5.1-B) | 200 | Mtrs | 100 | Mtrs | 1977 | 3954 | 22-23
|  | Cost of Material for 100 Metres | [5 empty] | 3954 | 22-23
|  | Cost of Material Rate per Mtr= C/100 | [5 empty] | 39.54 | 22-23
|  | Cost of Material for 100 Metres | [5 empty] | 7947.54 | 22-23
|  | Cost of Material Rate per Mtr= C/100 | [5 empty] | 79.48 | 22-23
Ele 3.1.2 | 8 | Supply and run of 1 of 14 /0.3mm (1.0 Sq.mm) FR P.V.C. insulated flexible copper cable in existing pipe for earth and invertor continuity including all labour charges etc., complete. | [6 empty] | 22-23
|  | a) Labour charges : | [6 empty] | 22-23
|  | Skilled Electrician. | 0.34 | day | 1 | day | 700 | 238 | 22-23
|  | Semi Skilled Electrician / Lineman | 1 | day | 1 | day | 570 | 570 | 22-23
|  | Helper (Electrical) | 0.34 | day | 1 | day | 505 | 171.7 | 22-23
|  | 14/0.3mm FR PVC copper wire 1.00 sqm | 100 | Mtrs | 100 | Mtrs | 1375 | 1375 | 22-23
|  | Cost of Material for 100 Metres | [5 empty] | 2354.7 | 22-23
|  | Cost of Material Rate per Mtr= C/100 | [5 empty] | 23.55 | 22-23
BLD-ELEC-3.1.4 | 12 | Supply and Run of 2 of 36/0.3mm (2.50 Sq.mm) with Run 1 of 22/0.3mm(1.5Sqmm) FRLS / HFFR PVC insulated flexible ISI mark copper cable in existing pipe for run of mains inlcuding all labour charges etc., complete.(Data No. ) | [6 empty] | 22-23
|  | Copper Cable Makes:Makes: Finolex / RR kabel / Havells /KEI/Polycab/Gloster | [6 empty] | 22-23
|  | a) Labour charges : | [6 empty] | 22-23
|  | Skilled Electrician. | 0.67 | day | 1 | day | 700 | 469 | 22-23
|  | Semi Skilled Electrician / Lineman | 2 | day | 1 | day | 570 | 1140 | 22-23
|  | Helper (Electrical) | 0.67 | day | 1 | day | 505 | 338.35 | 22-23
|  | b) Material | [6 empty] | 22-23
|  | Supply of 36/0.3mm (2.5 Sqmm) FRLS / HFFR PVC insulated 1100V grade as per IS:694/1990 specification for Copper cable of Finolex / RR kabel / Havells /KEI/Polycab/Gloster | 200 | Mtrs | 100 | Mtrs | 3193 | 6386 | 22-23
|  | Cost of Material for 100 Metres | [5 empty] | 8333.35 | 22-23
|  | Cost of Material Rate per Mtr= C/100 | [5 empty] | 83.3335 | 22-23
BLD-ELEC-3.1.5 | 11 | Supply and Run of 2 of 56/0.3mm (4.00 Sq.mm) with Run 1 of 22/0.3mm(1.5Sqmm) FRLS / HFFR PVC insulated flexible ISI mark copper cable in existing pipe for run of mains inlcuding all labour charges etc., complete.(Data No. ) | [6 empty] | 22-23
|  | Copper Cable Makes: Finolex / RR kabel / Havells /KEI/Polycab/Gloster | [6 empty] | 22-23
|  | a) Labour charges : | [6 empty] | 22-23
|  | Skilled Electrician. | 1 | day | 1 | day | 700 | 700 | 22-23
|  | Semi Skilled Electrician / Lineman | 3 | day | 1 | day | 570 | 1710 | 22-23
|  | Helper (Electrical) | 1 | day | 1 | day | 505 | 505 | 22-23
|  | b) Material | [6 empty] | 22-23
|  | Supply of 56/0.3mm (4.0 Sqmm) FRLS / HFFR PVC insulated 1100V grade as per IS:694/1990 specification for Copper cable of makes Finolex / RR kabel / Havells /KEI/Polycab/Gloster. | 200 | Mtrs | 100 | Mtrs | 4875 | 9750 | 22-23
|  | Cost of Material for 100 Metres | [5 empty] | 12665 | 22-23
|  | Cost of Material Rate per Mtr= C/100 | [5 empty] | 126.65 | 22-23
BLD-ELEC-6.1.1 | 10 | Supply and Run of 2 of 6 Sq.mm WPSC Aluminium cable along with No.10 SWG G.I bearer wire through PVC cleats with all accessories including labour charges etc., complete for service mains. | [6 empty] | 22-23
|  | a) Labour charges : | [6 empty] | 22-23
|  | Skilled Electrician | 1 | day | 1 | day | 700 | 700 | 22-23
|  | Semi Skilled Electrician / Lineman | 1 | day | 1 | day | 570 | 570 | 22-23
|  | Helper (Electrical) | 1 | day | 1 | day | 505 | 505 | 22-23
|  | b) Material | [6 empty] | 22-23
|  | 6 Sq.mm WPSC Aluminium cable ELEC-1.6.1 | 200 | Mtrs | 100 | Mtrs | 1816 | 3632 | 22-23
|  | No.10 SWG G.I wire. (0.026 Kg / Mtr) Length 100 RM ELEC-8.3.6 | 6.7 | Kg | 1 | Kg | 79 | 529.3 | 22-23
|  | PVC Cleats ELEC-8.1.13 | 100 | Nos | 100 | No | 520 | 520 | 22-23
|  | Cost of Material for 100 Metres | [5 empty] | 6456.3 | 22-23
|  | Cost of Material Rate per Mtr= C/100 | [5 empty] | 64.563 | 22-23
BLD-ELEC-2.1.8 | 13 | Supply and fixing of ISI mark batten holder / angle holder on existing block, but with bulb including all connections etc., complete | [6 empty] | 22-23
|  | BH Makes: GM G Home / Gold Medal Olive / Million Zoom / Great whiteOmega/Koncept/Vimal opel/ Anchor/Vihan/CPL | [6 empty] | 22-23
|  | a) Labour charges : | [6 empty] | 22-23
|  | Skilled Electrician. | 0.05 | day | 1 | day | 700 | 35 | 22-23
|  | Helper (Electrical) | 0.05 | day | 1 | day | 505 | 25.25 | 22-23
|  | b) Material | [6 empty] | 22-23
|  | Supply of BH / SBH of makes GM G Home / Gold Medal Olive / Million Zoom / Great whiteOmega/Koncept/Vimal opel/ Anchor/Vihan/CPL.(ELEC--1.7.1-N) | 1 | Nos | 1 | No | 21 | 21 | 22-23
|  | 0.5W LED bulb ELEC-3.7.5 a | 1 | Nos | 1 | No | 46 | 46 | 22-23
|  | Cost of Material | [5 empty] | 127.25 | 22-23
Ele 9.7.35 | 14 | Supply, Transportation and Fixing of 48" (1200mm) Sweep 5 Star rated Ceiling Fan with double ball bearings but without regulator including all standard accessories and all labour charges etc., complete.(Data No. ) | [6 empty] | 22-23
|  | Ceiling Fan Makes: Crompton HS Decora / Bajaj Regal Star / Havells Spark deco / Orient summer crown /Halonix(Zephyr) /Polycab(India Glory | [6 empty] | 22-23
|  | Twin Core Wire Makes: Finolex / Polycab / Havells / V-Guard / GoldMedal / GM / Million / Vimal /Airson/CRI/ Tamra/ ollvin/Avocab | [6 empty] | 22-23
|  | a) Labour charges | [6 empty] | 22-23
|  | Skilled Electrician. | 0.125 | day | 1 | day | 700 | 87.5 | 22-23
|  | Helper (Electrical) | 0.125 | day | 1 | day | 505 | 63.125 | 22-23
|  | b) Material | [6 empty] | 22-23
|  | Supply of 23 / 0060 twin core twisted ELEC-1.5.6 | 1 | Mtr | 100 | Mtrs | 1244 | 12.44 | 22-23
|  | Stepped type fan regulator ELEC-1.7.1 I | 1 | No | 1 | No | 208 | 208 | 22-23
|  | Supply of 48" (1200mm) Sweep 5 Star rated Ceiling Fan ELEC-5.1.4 | 1 | Nos | 1 | Nos | 2912 | 2912 | 22-23
|  | Transportation Charges on Unit Cost @1% |  |  |  |  | 1% | 29.12 | 22-23
|  | Total Cost of Material + Labour Charges | [5 empty] | 3312.185 | 22-23
Ele 9.7.2 | 12 | Supply and Transportation of 48" (1200mm) Sweep 5 star rated Ceiling Fan , with double ball bearings, air delivery more than 200 cubic meter/min but without Regulator. | [6 empty] | 22-23
|  | Cost of 48" Fan ELEC-5.1.4 | 1 | Nos | 1 | Nos | 2912 | 2912 | 22-23
|  | Transportation Charges on Unit Cost @1% |  |  |  |  | 1% | 29.12 | 22-23
|  | Total Cost of Material + Labour Charges | [5 empty] | 2941.12 | 22-23
Ele 9.7.26 | 13 | Supply and fixing of Stepped Electronic fan regulator hum free step type socket size in the existing switch board. | [6 empty] | 22-23
|  | Stepped type fan regulator ELEC-1.7.1 I | 1 | Nos | 1 | Nos | 208 | 208 | 22-23
|  | Skilled Electrician. | 0.1 | day | 1 | day | 700 | 70 | 22-23
22-23
|  | Total Cost of Material + Labour Charges | [5 empty] | 278 | 22-23
Ele 9.7.35 | 14 | Labour charges for fixing of ceiling fan with regulator including transportation, 3 core wire leads etc complete | [6 empty] | 22-23
|  | a) Labour charges | [6 empty] | 22-23
|  | Skilled Electrician. | 0.125 | day | 1 | day | 700 | 87.5 | 22-23
|  | Helper (Electrical) | 0.125 | day | 1 | day | 505 | 63.125 | 22-23
|  | b) Material | [6 empty] | 22-23
|  | Supply of 23 / 0060 twin core twisted | 1 | Mtr | 100 | Mtrs | 1244 | 12.44 | 22-23
|  | Total Cost of Material + Labour Charges | [5 empty] | 163.065 | 22-23
Ele 9.7.25 | 39 | Supply and erecting 19/20mm steel tube down rod of one meter length with bolts & nuts duly painted with matching colour of fan complete | [6 empty] | 22-23
|  | a) Labour charges | [6 empty] | 22-23
|  | Helper (Electrical) | 0.1 | day | 1 | day | 505 | 50.5 | 22-23
|  | b) Material | [6 empty] | 22-23
|  | 19/20mm steel tube down rod with bolts & nuts for fan with maching colour. | 1 | No | 1 | No | 111 | 111 | 22-23
|  | Total Cost of Material + Labour Charges | [5 empty] | 161.5 | 22-23
Ele 9.7.24 | 9 | Supply and erecting fan hook of 12/15mm dia M.S. rod / bar grouted in RCC slab with making the slab as original. | [6 empty] | 22-23
|  | Initial cost ELEC-8.1.20 | 1 | Nos | 1 | Nos | 39 | 39 | 22-23
|  | Mason | 0.166 | day | 1 | day | 630 | 104.58 | 22-23
|  | Helper | 0.166 | day | 1 | day | 505 | 83.83 | 22-23
[8 empty] | 227.41 | 22-23
BLD-ELEC- 8.2.2 and 7.9.3 | 15 | Supply and Transportation and fixing of 1200 mm length,Box type powder coatedtube light luminaire with necessary wiring suitable for fixing 2 Nos retrofit T8 LED tubes but without tube and choke Makes: Phillips / Crompton /Bajaj/Surya/Havells/HPL | [6 empty] | 22-23
|  | a) Labour charges | [6 empty] | 22-23
|  | Skilled Electrician. | 0.1 | day | 1 | day | 700 | 70 | 22-23
|  | Semi Skilled Electrician / Lineman | 0.1 | day | 1 | day | 505 | 50.5 | 22-23
|  | b) Material | [6 empty] | 22-23
|  | Supply of 23 / 0060 twin core twisted ELEC-1.5.6) | 1 | Mtr | 100 | Mtrs | 1244 | 12.44 | 22-23
|  | Supply of 1200 mm length,Box typ. (ELEC--3.8.18) | 1 | No | 1 | No | 267 | 267 | 22-23
|  | Cost of Material | [5 empty] | 399.94 | 22-23
22-23
BLD ELE 4.4.1 | 16 | Supply and fixing SPN Distribution board with IP-20 protection suitable for single phase Earth Leakage Circute Braker (ELCB) / Residual Current Circute Braker (RCCB) / Double Pole (DP) Isolator as incomer and 10kA SP MCBs as out going including internal connections and labour charges for surface / flush mounting etc., complete. | [6 empty] | 22-23
|  | a) Labour charges | [6 empty] | 22-23
|  | Skilled Electrician. | 0.5 | day | 1 | day | 700 | 350 | 22-23
|  | Semi Skilled Electrician | 0.5 | day | 1 | day | 570 | 285 | 22-23
|  | Helper (Electrical) | 1 | day | 1 | day | 505 | 505 | 22-23
|  | b) Material | [6 empty] | 22-23
|  | SPN 4way D.B with IP-20 Protection suitable for single phase ECCB / RCCB/ DP Isolator. ELEC-2.13.1a | 1 | Nos | 1 | No | 1107 | 1107 | 22-23
|  | 40A D.P.Isolator / ECCB / RCCB ELEC-2.11.1 b | 1 | Nos | 1 | No | 455 | 455 | 22-23
|  | 10 kA - 6-32A range SP MCBs ELEC-2.10.1 a | 4 | Nos | 1 | No | 240 | 960 | 22-23
|  | Total Cost of Material + Labour Charges | [5 empty] | 3662 | 22-23
| 17 | Supply and fixing of 2 Nos of 32A, 240V Porcelain Rewirable Fuse Units of makes : GM / Sputnik / Kundancab / Million / Gold Medal / Vimal / Star / Benlo on 12" x 18" peta board with connections and labour charges etc complete. | [6 empty] | 22-23
|  | b) Material | [6 empty] | 22-23
|  | 32 A 240V Porcelain Rewirable Fuse Units.2.7.1.a | 2 | Nos | 1 | No | 119 | 238 | 22-23
|  | Supply of 6.0 Sqmm PVC insulated flexible Copper cable. 1.5.2.e | 4 | Rm | 1 | No | 66.74 | 266.96 | 22-23
|  | Peeta Board of Size 15" x 20" 1.4.3.c | 1 | Nos | 1 | No | 230 | 230 | 22-23
|  | a) Labour charges | [6 empty] | 22-23
|  | Skilled Electrician. | 0.2 | day | 1 | day | 700 | 140 | 22-23
|  | Semi Skilled Electrician | 0.2 | day | 1 | day | 570 | 114 | 22-23
|  | Helper (Electrical) | 0.2 | day | 1 | day | 505 | 101 | 22-23
|  | Total Cost of Material + Labour Charges | [5 empty] | 1089.96 | 22-23
BLD ELE 5.1.1 | 12 | Providing independent earthling by excavating a pit to a depth of 2.25Mt in all soils, as per size specified in the Data, using 40mm dia 'B' class GI pipe of 2.5 Mtrs length with necessary No.8 G.I. double earth wire and accessories with 18" dia 2" thick hume pipe ring duly providing staggered holes including filling with 20Kg Salt and 40Kg Charcoal or 40Kg bentonite powder in layers and all labour charges etc., complete.(Data No. ) | [6 empty] | 22-23
|  | b) labour charges for fixing pipe ring and connections | [6 empty] | 22-23
|  | Semi Skilled Electrician / Lineman | 0.5 | Nos | 1 | No | 570 | 285 | 22-23
|  | Helper (Electrical) | 0.5 | day | 1 | day | 505 | 252.5 | 22-23
|  | a) Material | [6 empty] | 22-23
|  | 40mm Nominal Bore Medium grade G.I.Pipe. ELEC-8.4.17d | 2.5 | Mtr | 1 | Mtr | 425 | 1062.5 | 22-23
|  | 25mm x 6 mm G.I.Strip (ELEC-8.3.6 | 0.24 | Kgs | 1 | Kg | 79 | 18.96 | 22-23
|  | No.8 G.I.Wire (ELEC-8.3.6) | 0.83 | Kgs | 1 | kg | 79 | 65.57 | 22-23
|  | Drilling of 16 Nos through holes of 12mm dia to G.I pipe. ELEC-8.4.20 | 16 | Nos | 1 | No | 8 | 128 | 22-23
|  | G.I Nuts, Bolts an Washers each set. ELEC-8.4.21 | 2 | Sets | 1 | Set | 14 | 28 | 22-23
|  | 18" dia 2" thick hume pipe ring. ELEC-8.4.22 | 1 | No | 1 | No | 303 | 303 | 22-23
|  | 2" thick CC cover for hume pipe ring with handle.ELEC-8.4.24 | 1 | No | 1 | No | 157 | 157 | 22-23
|  | Hard Coke ELEC-8.1.10 | 40 | Kg | 1 | Kg | 24 | 960 | 22-23
|  | Salt. ELEC-8.1.11 | 20 | Kg | 1 | Kg | 19 | 380 | 22-23
|  | Earth Work Excavation of Hard gravel Soil with small boulder for trench 1st step of size 1.2 x 0.6 x 0.9 m (4'x2'x3') ELEC-8.4.19 | 0.65 | cum | 1 | cum | 303 | 196.95 | 22-23
|  | Excavation of Hard disteggrated rocks and boulders for trench 2nd Step of size 0.9 x 0.6 x 1.2 m (3'x2'x4') ELEC-8.4.19 | 0.65 | cum | 1 | cum | 303 | 196.95 | 22-23
|  | 25% extra for narrow trench & pit and back filling with Sand, Coke, Salt etc., and leveling | 25% |  |  |  | 393.9 | 98.475 | 22-23
|  | Sundries such as Lugs and Saddles | [5 empty] | 9.52 | 22-23
|  | Cost of Material | [5 empty] | 4142.425 | 22-23
| 28 | Supply and transportation of 20 W LED Street light Luminaire made of pressure diecast alluminium body with powder coated, having protective toughned glass, Supply Input voltage 120 - 270 V AC, P.F > 0.90, high power LED's having System efficacy > 100 lm/W and junction temprature < 70°C, with Ingrees protection IP66, Luminaire performance complies to IS 10322 (Part 5 / Sec-3), Driver surge protection 4KV, external Surge protection 10 KV with optics distribution , THD<10% at 110 Volts AC, driver efficiency >90%, CCT: 3000K - 5700K, minimum CRI>70, etc., complete | [6 empty] | 22-23
|  | Initial Cost ELEC-3.8.23 a | 1 | No | 1 | No | 1822 | 1822 | 22-23
|  | Cost of Material | [5 empty] | 1822 | 22-23
| 13 | Supply and transportation of 60 W LED Street light Luminaire made of pressure diecast alluminium body with powder coated, having protective toughned glass, Supply Input voltage 120 - 270 V AC, P.F > 0.90, high power LED's having System efficacy > 100 lm/W and junction temprature < 70°C, with Ingrees protection IP66, Luminaire performance complies to IS 10322 (Part 5 / Sec-3), Driver surge protection 4KV, external Surge protection 10 KV with optics distribution , THD<10% at 110 Volts AC, driver efficiency >90%, CCT: 3000K - 5700K, minimum CRI>70, etc., complete | [6 empty] | 22-23
|  | Initial Cost ELEC-3.8.23 d | 1 | No | 1 | No | 5428 | 5428 | 22-23
|  | Cost of Material | [5 empty] | 5428 | 22-23
|  | Deputy Executive Engineer |  |  |  | Assistant Engineer
|  | PRI Sub Division |  |  |  | Mandal Praja parishad
|  | Kanigiri |  |  |  | Kanigiri

## MINI SSR 2020-21 (hidden)
MINI SSR 2020-21 OF BUILDING ITEMS
[5 empty] | Name | Code | Rate
| Code | Rate |  |  | Mason skilled | LAB-00011 | 550
Cement | MAT-00005 | 4700 |  |  | Mason Semi skilled | LAB-00091 | 500
Steel Fe 500 |  | 41000 | Sep.20 |  | Mazdoor | LAB-00120 | 460
Steel Fe 415 |  | 41000 | Sep.20 |  | Bar bender | LAB-00001 | 665
MS Flats |  | 42000 | Sep.20
6mm Ms roads |  | 39500 | Sep.20 |  | Painter skilled | LAB-00035 | 615
Sand for Mortar (screened) | MAT-00029 | 605 |  |  | Painter semi skilled | LAB-00093 | 500
Sand for Mortar (concrete) | MAT-00027 | 510 |  |  | Welder | LAB-00041 | 540
Sand for Filling | MAT-00028 | 375 | Loading | Unloading | Black smith | LAB-00002 | 525
Common burnt clay bricks | BMT-A.01 | 6000 | 60 | 60
40mm HBG metal SS5, M/C | MAT-00220 | 640 |  |  | Plumber skilled | LAB-00036 | 615
20mm HBG SS5 M/c chips | MAT-00218 | 1064 |  |  | Plumber semi skilled |  | 525
12 mm nominal size | MAT-00217 | 848
10mm nominal size | MAT-00216 | 716 |  |  | Skilled Electrician | LAB-00005 | 610
6mm nominal size | MAT-00215 | 568 |  |  | Semi Skilled Electrician | LAB-00079 | 500
Rough stone | MAT-00302 | 255 |  |  | Helper Electrician | LAB-00120 | 445
Granite 16 to 18 mm | BMT-B.11 | 1991
Terrazo tiles | BMT-D.01 | 266
Vitrified tiles double | BMT-C.09 | 612
Ceramic tiles non skid | BMT.C.01 | 370
Glazed tiles for walls | BMT.C.21 | 323
Pressed type tiles | BMT-D.23 | 18000 |  |  | RSSR
Selected earth | MAT-00252 | 101 |  |  | Jungle |  | 5.86
Gravel | MAT-05253 | 130 |  |  | Earthwork |  | 139.55
Fly ash cement brick | BMT-A.03 | 25
Brick work scaffolding
Water for Rural | MAT- 00333 | 83 |  | Hire | Labour-GF | Labour-FF | Labour-SF
Concrete mixer | HIR-00018 | 566.1 |  | 10.32 | 79.46 | 113.78 | 148.09
needle Vibration 40 petrol | HIR-00040 HIR-00174 | 223 |  | Ceiling plastering
Binding wire | MAT-00003 | 56 |  | Hire | Labour-GF | Labour-FF | Labour-SF
Welding eletrodes | MAT-00082 | 13 |  | 2.46 | 15.91 | 22.57 | 29.23
Welding set | HIR-00065 HIR-00199 | 116.3 |  | plastering
Grills Fabrication of steel | BMM-V.14 | 27 |  | Hire | Labour-GF | Labour-FF | Labour-SF
Grills Labour charges | BMM-V.15 | 5 |  | 1.03 | 7.95 | 11.38 | 14.81
MS Tubes | BMT-F.04 | 60
Tube Fabrication of steel | BMM-V.16 | 24
Tube Labour charges | BMM-V.17 | 21
Stainless steel | BMT-F.06 | 331 |  | Wallputty | BMT-J.31 | 550
S.S.Steel Fabrication | BMM-V.18 | 131 |  | Cement Primer | BMT-J.01 | 141
Drilling hard rock | BMS-W.76 | 187 |  | Cement Primer | BMT-J.02 | 180
Rabbit wire mesh | BMT-F.28 | 17 |  | acrylic Emulsion paint | BMT-J.24 | 168
Water proof compound | MAT-00081 | 72 |  | acrylic Emulsion paint | BMT-J.34 | 194
White cement | MAT-00478 | 27.95 |  | Wood primer | BMT-J.05 | 130
Full Rounding the edges | BMM-V.11 | 412 |  | Enamel paint | BMT-J.29 | 248
Rolling shutter | BMT-F.29 | 3198 |  | Poly-Urethene Polish | BMT-J.18 | 708
Hume pipe | ELEC-8.4.22 | 250 |  | Thinner for Polyurethane polish | BMT-J.13 | 244
CC cover | ELEC-8.4.24 | 130
|  | Hire | Labour
Footings |  | 288 | 631
Bed blocks |  | 64 | 341
Pedastal |  | 328 | 1004
Plinth beam |  | 1390 | 1521
|  |  | GF | FF | SF
Columns |  | 355 | 2268 | 2495 | 2722
Lintels |  | 1180 | 1615 | 1777 | 1938
Sunshade |  | 233 | 248 | 273 | 298
Beams |  | 2085 | 1903 | 2093 | 2284
Slab upto 150mm |  | 236 | 226 | 237 | 258
Slab upto 150 to 300mm |  | 243 | 233 | 244 | 266
European Water Closet of 1st quality | BMW-D.13 | 1784 |  |  | Water storage tank | BMW-G.01) | 5
Flushing Tank 10 Lit capacity | BMW-D.11 | 2226 |  |  | Tank labour | BMW-G.02) | 1
plastic seat and lid | BMW-D.16 | 766 |  |  | 15.90mm CPVC | BMW-I.220 | 53
Indian type WC | BMW-D.02 | 934 |  |  | 22.20mm CPVC | BMW-I.221 | 85
Urinals | BMW-D.34 | 2385 |  |  | 28.60mm CPVC | BMW-I.222 | 123
Hand wash basin | BMW-D.26 | 1370 |  |  | 34.90mm CPVC | BMW-I.223 | 193
NP bib taps | BMW-E.07 | 349 |  |  | 25mm PVC | MAT-07665 | 24
PVC connections | BMW-I.48 | 86 |  |  | Labour for pvc | BMW-I.415 | 31
Waste pipe | BMW-G.05 | 22 |  |  | Gunmetal Gate | BMW-F.17 | 1051
Nahany trap | BMW-G.118 | 86 |  |  | 110mm bend | BMW-G.57 | 70
Nahany trap cover | BMW-I.12 | 29 |  |  | Clips | BMW-G.106 | 15
Floor Trap - UPVC/SWR Pipe | BMW-G.125 | 117
110mm dia pvc pipe | BMW-G.13 | 410
90mm dia pvc pipe | BMW-G.15 | 389 |  |  | Precasted concrete blocks | BMT-D.13 | 311
75mm dia pvc pipe | BMW-G.14 | 244 |  |  | Labour charges | BMT-D.17 | 178
PVC Labour charges | BMW-G.152 | 70
Chromeum plated tap | BMW-I.140 | 1483
health faucet | BMW-I.141 | 3758
Drilling 0 to 90 | P.No.193 | 446.4
Drilling 90 to 150 |  | 477.6
Drilling 150 to 250 |  | 535.7
2.00HP single phase | ELEC-5.4.1 e | 24300
2.00HP single phase | ELEC-5.4.1 c | 16700
180mm dia PVC pipe | P.No.195 | 325
40mm HDPE pipe | MAT- 07334 | 59
25mm dia clamp set | MAT- 00260 | 175
180mm dia bore cap | P.No.195 | 300
32mm dia GI pipe | P.No.195 | 400
32mm dia GI Bends | BMW-F.09 | 70
2.5 sqm flat copper | ELEC-1.6.3 | 80
Controle panel board | ELEC-5.4.15 | 4500
25mm dia 1,2,3 & 4 way deep Junction Box | ELEC-1.1.3.a | 65
25mm dia 1,2,3 & 4 way Junction Box | ELEC-1.2.6 b | 20
25mm PVC bends | ELEC-1.2.8 b | 8
25mm dia 1.8mm thick PVC pipe | ELEC-1.2.2 b | 25
U' Links | ELEC-8.1.4 | 30
Grooves | BMM-V.51 | 55
|  | Box |  | Cover
12 Module box | ELEC-1.3.1 f | 205 | ELEC-1.8.3 f | 190
8 Module box | ELEC-1.3.1 e | 170 | ELEC-1.8.3 e | 155
6 Module box | ELEC-1.3.1 d | 130 | ELEC-1.8.3 d | 120
4 Module box | ELEC-1.3.1 c | 95 | ELEC-1.8.3 c | 80
18Module box |  | 335 |  | 310
16Module box |  | 300 |  | 270
2Module box | ELEC-1.3.1 a | 57 | ELEC-1.8.3 a | 60
Neon Indicator. | ELEC-1.7.1 e | 18 |  | battan holders | 1.7.1-N) | 18
exhaust fan | ELEC-5.1.12 | 1290 |  | 0.5W LED bulb | ELEC-3.7.5 a | 50
6A / 10A 1 Way flush type switch | 1.7.1 a | 15 |  | Supply of 23 / 0060 twin | ELEC-1.5.6 | 950
flush type socket 2 pin | 1.7.1 c | 18 |  | Stepped type fan regulator | ELEC-1.7.1 I | 180
flush type socket 3/2 pin | 1.7.1 d | 24 |  | Ceiling Fan | ELEC-5.1.4 | 2300
Supply of 14/0.3mm (1.0 Sqmm) | 1.5.1 | 1050 |  | 19/20mm steel tube down | ELEC-8.1.21 | 85
Ceiling rose | 1.7.1-M) | 19 |  | Fan hook | ELEC-8.1.20 | 30
Decolam sheet | ELEC-1.4.2 d | 40 |  | Supply of 1200 mm length,Box type | ELEC-3.8.18 | 290
Module Modular Switch. | ELEC-1.8.1 h | 115 |  | SPN 4way D.B with IP-20 | ELEC-2.13.1a | 875
16A 3 pin / 6A 3pin Plug socket with indicator lamp, fuse unit (5 in 1) | ELEC-1.8.1 g | 115 |  | 40A D.P.Isolator / ECCB / RCCB | ELEC-2.11.1 b | 360
Supply of 6A / 10A 1 Way Modular Switch | 1.8.1-A) | 85 |  | 10 kA - 6-32A range SP MCBs | ELEC-2.10.1 a | 190
Supply of 6A / 10A 3/2 Pin Modular Socke | 1.8.1-D) | 130 |  | 32 A 240V Porcelain Rewirable Fuse Units. | 2.7.1.a | 100
Supply of 3 Module box | 1.3.1-B) | 80 |  | Supply of 6.0 Sqmm PVC insulated flexible Copper cable. | 1.5.2.e | 5100
Supply of 3 Modular Cover Frame | 1.8.3 b | 70 |  | Peeta Board of Size 15" x 20" | 1.4.3.c | 190
Supply of 22/0.3mm (1.5 Sqmm) | 1.5.1-B | 1510 |  | 40mm Nominal Bore Medium grade G.I.Pipe. | ELEC-8.4.17d | 350
Supply of 36/0.3mm (2.5 Sqmm) | 1.5.1-c | 2440 |  | 25mm x 6 mm G.I.Strip | (ELEC-8.3.6 | 65
Supply of 56/0.3mm (4.0 Sqmm) | 1.5.1-d | 3725 |  | No.8 G.I.Wire | (ELEC-8.3.6) | 65
6 Sq.mm WPSC Aluminium cable | ELEC-1.6.1 | 1513 |  | Drilling of 16 Nos through holes of 12mm dia to G.I pipe. | ELEC-8.4.20 | 6
No.10 SWG G.I wire. | ELEC-8.3.6 | 65 |  | G.I Nuts, Bolts an Washers each set. | ELEC-8.4.21 | 12
PVC Cleats | ELEC-8.1.13 | 430 |  | 18" dia 2" thick hume pipe ring. | ELEC-8.4.22 | 250
Supply of 14/0.3mm (1.0 Sqmm) | 1.5.1-A | 1050 |  | 2" thick CC cover for hume pipe ring with handle. | ELEC-8.4.24 | 130
|  |  |  | Hard Coke | ELEC-8.1.10 | 20
|  |  |  | Salt. | ELEC-8.1.11 | 15
|  |  |  | Earth Work Excavation | ELEC-8.4.19 | 250
|  |  |  | Earth Work Excavation | ELEC-8.4.19 | 250
|  |  |  | Street light | ELEC-3.8.23 a | 1980
|  |  |  | Street light | ELEC-3.8.23 d | 5900
Teak Wood Frames | BMT-E.01 | 71195 |  | 150mm Brass tower bolts | BMT-G.02 | 231
Teak Wood Shutters | BMT-E.04 | 142391 |  | 150mm Alluminium tower bolts | BMT-G.08 | 84
Sal wood Frames | BMT-E.15 | 46217 |  | 200mm Alluminium tower bolts | BMT-G.09 | 103
Sal Wood Shutters | BMT-E.16 | 58690 |  | Butt Hinges 125mm Brass | BMT-G.21 | 246
WPC shutter door | BMT-N.88 | 3030 |  | Butt Hinges 125mm Alluminiu | BMT-G.25 | 117
WPC Frame | BMT-N.83.C | 805 |  | 150mm Alluminium Door handle | BMT-G.34 | 103
Flush door shutter | BMT-N.12 | 1790 |  | 300mm Brass Aldrop | BMT-G.37 | 1087
Door Labour (Teak wood) | BMM-V.25 | 1570 |  | 300mm Alluminium Aldrop | BMT-G.42 | 308
Door Labour (Sal wood) | BMM-V.38 | 1452 |  | Brass door stoppers | BMT-G.46 | 168
Door Labour (WPC) | BMM-V.42 | 754 |  | Door stopper MS Powder coated | BMT-G.53 | 45
UPVC windows -3 Tier | BMT-P.80.B | 8058 |  | MS Z Hold fasts 300mm Long | BMS-W.69 | 32
UPVC windows -2 Tier | BMT-P.80.A | 6038 |  | Plain glass | BMT-I.01 | 373
UPVC windows -1 Tier | BMT-P.79 | 5830 |  | Cement Jolleys 50mm thick | BMS-W.17 | 340
Door Labour (Flush) | BMM-V.23 | 383 |  | Door stopper Alluminum | BMT-G.57 | 53
Louvers Ventilator | BMT-P.59 | 3797

## MINI SSR 21-22 (hidden)
MINI SSR 2021-22 OF BUILDING ITEMS
[5 empty] | Name | Code | Rate
| Code | Rate |  |  | Mason skilled | LAB-00011 | 585
Cement | MAT-00005 | 4700 |  |  | Mason Semi skilled | LAB-00091 | 525
Steel Fe 500 |  | 54500 | Sep.21 |  | Mazdoor | LAB-00120 | 490
Steel Fe 415 |  | 51500 | Sep.21 |  | Bar bender | LAB-00001 | 700
MS Flats |  | 52000 | Sep.21
6mm Ms roads |  | 54000 | Sep.21 |  | Painter skilled | LAB-00035 | 655
Sand for Mortar (screened) | MAT-00029 | 700 |  |  | Painter semi skilled | LAB-00093 | 525
Sand for Mortar (concrete) | MAT-00027 | 605 |  |  | Welder | LAB-00041 | 575
Sand for Filling | MAT-00028 | 460 | Loading | Unloading | Black smith | LAB-00002 | 550
Common burnt clay bricks | BMT-A.01 | 6400 | 63.9 | 63.9
40mm HBG metal SS5, M/C | MAT-00220 | 649 |  |  | Plumber skilled | LAB-00036 | 655
20mm HBG SS5 M/c chips | MAT-00218 | 1079 |  |  | Plumber semi skilled |  | 525
12 mm nominal size | MAT-00217 | 860
10mm nominal size | MAT-00216 | 726 |  |  | Skilled Electrician | LAB-00005 | 650
6mm nominal size | MAT-00215 | 576 |  |  | Semi Skilled Electrician | LAB-00079 | 530
Rough stone | MAT-00302 | 283 |  |  | heleer Electrician | LAB-00120 | 470
Granite 16 to 18 mm | BMT-B.11 | 1991
Terrazo tiles | BMT-D.01 | 266
Vitrified tiles double | BMT-C.09 | 612
Ceramic tiles non skid | BMT.C.01 | 370
Glazed tiles for walls | BMT.C.21 | 323
Pressed type tiles | BMT-D.23 | 18000 |  |  | RSSR
Selected earth | MAT-00252 | 84.75 |  |  | Jungle |  | 6.06
Gravel | MAT-05253 | 138 |  |  | Earthwork |  | 144.26
Fly ash cement brick | BMT-A.03 | 28
Brick work scaffolding
Water for Rural | MAT- 00333 | 88 |  | Hire | Labour-GF | Labour-FF | Labour-SF
Concrete mixer | HIR-00018 | 626.2 |  | 10.78 | 84.62 | 121.18 | 157.72
needle Vibration 40 petrol | HIR-00040 HIR-00174 | 240.3 |  | Ceiling plastering
Binding wire | MAT-00003 | 64 |  | Hire | Labour-GF | Labour-FF | Labour-SF
Welding eletrodes | MAT-00082 | 14 |  | 2.57 | 16.94 | 24.04 | 31.13
Welding set | HIR-00065 HIR-00199 | 116.6 |  | plastering
Grills Fabrication of steel | BMM-V.14 | 28 |  | Hire | Labour-GF | Labour-FF | Labour-SF
Grills Labour charges | BMM-V.15 | 5 |  | 1.08 | 8.47 | 12.12 | 15.77
MS Tubes | BMT-F.04 | 66
Tube Fabrication of steel | BMM-V.16 | 25
Tube Labour charges | BMM-V.17 | 22
Stainless steel | BMT-F.06 | 360 |  | Wallputty | BMT-J.31 | 550
S.S.Steel Fabrication | BMM-V.18 | 139 |  | Cement Primer | BMT-J.01 | 141
Drilling hard rock | BMS-W.76 | 200 |  | Cement Primer | BMT-J.02 | 180
Rabbit wire mesh | BMT-F.28 | 18.5 |  | acrylic Emulsion paint | BMT-J.24 | 168
Water proof compound | MAT-00081 | 79 |  | acrylic Emulsion paint | BMT-J.34 | 194
White cement | MAT-00478 | 27.95 |  | Wood primer | BMT-J.05 | 130
Full Rounding the edges | BMM-V.11 | 438 |  | Enamel paint | BMT-J.29 | 248
Rolling shutter | BMT-F.29 | 3500 |  | Poly-Urethene Polish | BMT-J.18 | 708
Hume pipe | ELEC-8.4.22 | 275 |  | Thinner for Polyurethane polish | BMT-J.13 | 244
CC cover | ELEC-8.4.24 | 143
|  | Hire | Labour
Footings |  | 301 | 672
Bed blocks |  | 67 | 363
Pedastal |  | 343 | 1069
Plinth beam |  | 1453 | 1620
|  |  | GF | FF | SF
Columns |  | 371 | 2415 | 2657 | 2898
Lintels |  | 1233 | 1720 | 1892 | 2064
Sunshade |  | 243 | 264 | 290 | 317
Beams |  | 2179 | 2027 | 2230 | 2432
Slab upto 150mm |  | 247 | 241 | 265 | 289
Slab upto 150 to 300mm |  | 254 | 248 | 273 | 298
European Water Closet of 1st quality | BMW-D.13 | 1870 |  |  | Water storage tank | BMW-G.01) | 5
Flushing Tank 10 Lit capacity | BMW-D.11 | 2333 |  |  | Tank labour | BMW-G.02) | 1
plastic seat and lid | BMW-D.16 | 803 |  |  | 15.90mm CPVC | BMW-I.220 | 56
Indian type WC | BMW-D.02 | 979 |  |  | 22.20mm CPVC | BMW-I.221 | 89
Urinals | BMW-D.34 | 2499 |  |  | 28.60mm CPVC | BMW-I.222 | 129
Hand wash basin | BMW-D.26 | 1436 |  |  | 34.90mm CPVC | BMW-I.223 | 202
NP bib taps | BMW-E.07 | 366 |  |  | 25mm PVC | MAT-07665 | 33
PVC connections | BMW-I.48 | 90 |  |  | Labour for pvc | BMW-I.415 | 33
Waste pipe | BMW-G.05 | 23 |  |  | Gunmetal Gate | BMW-F.17 | 1101
Nahany trap | BMW-G.119 | 89 |  |  | 110mm bend | BMW-G.57 | 73
Nahany trap cover | BMW-I.12 | 30 |  |  | Clips | BMW-G.106 | 16
Floor Trap - UPVC/SWR Pipe | BMW-G.125 | 122
110mm dia pvc pipe | BMW-G.13 | 426
90mm dia pvc pipe | BMW-G.15 | 405 |  |  | Precasted concrete blocks | BMT-D.13 | 320
75mm dia pvc pipe | BMW-G.14 | 254 |  |  | Labour charges | BMT-D.17 | 190
PVC Labour charges | BMW-G.152 | 74
Chromeum plated tap | BMW-I.140 | 1554
health faucet | BMW-I.141 | 3938
Drilling 0 to 90 | P.No.193 | 470
Drilling 90 to 150 |  | 502
Drilling 150 to 250 |  | 563
2.00HP single phase | ELEC-5.4.1 e | 26730
1.00HP single phase | ELEC-5.4.1 c | 18370
180mm dia PVC pipe | P.No.195 | 342
40mm HDPE pipe | MAT- 07334 | 73
25mm dia clamp set | MAT- 00260 | 177
180mm dia bore cap | P.No.195 | 315
32mm dia GI pipe | P.No.195 | 420
32mm dia GI Bends | BMW-F.09 | 73
2.5 sqm flat copper | ELEC-1.6.3 | 92
Controle panel board | ELEC-5.4.15 | 4950
25mm dia 1,2,3 & 4 way deep Junction Box | ELEC-1.1.3.a | 65
25mm dia 1,2,3 & 4 way Junction Box | ELEC-1.2.6 b | 22
25mm PVC bends | ELEC-1.2.8 b | 9
25mm dia 1.8mm thick PVC pipe | ELEC-1.2.2 b | 28
U' Links | ELEC-8.1.4 | 33
Grooves | BMM-V.51 | 58
|  | Box |  | Cover
12 Module box | ELEC-1.3.1 f | 226 | ELEC-1.8.3 f | 209
8 Module box | ELEC-1.3.1 e | 187 | ELEC-1.8.3 e | 171
6 Module box | ELEC-1.3.1 d | 143 | ELEC-1.8.3 d | 132
4 Module box | ELEC-1.3.1 c | 105 | ELEC-1.8.3 c | 88
18Module box |  | 369 |  | 341
16Module box |  | 331 |  | 297
2Module box | ELEC-1.3.1 a | 63 | ELEC-1.8.3 a | 66
Neon Indicator. | ELEC-1.7.1 e | 20 |  | battan holders | 1.7.1-N) | 20
exhaust fan | ELEC-5.1.12 | 1484 |  | 0.5W LED bulb | ELEC-3.7.5 a | 46
6A / 10A 1 Way flush type switch | 1.7.1 a | 17 |  | Supply of 23 / 0060 twin | ELEC-1.5.6 | 1093
flush type socket 2 pin | 1.7.1 c | 20 |  | Stepped type fan regulator | ELEC-1.7.1 I | 198
flush type socket 3/2 pin | 1.7.1 d | 26 |  | Ceiling Fan | ELEC-5.1.4 | 2645
Supply of 14/0.3mm (1.0 Sqmm) | 1.5.1 | 1208 |  | 19/20mm steel tube down | ELEC-8.1.21 | 94
Ceiling rose | 1.7.1-M) | 21 |  | Fan hook | ELEC-8.1.20 | 33
Decolam sheet | ELEC-1.4.2 d | 44 |  | Supply of 1200 mm length,Box type | ELEC-3.8.18 | 267
Module Modular Switch. | ELEC-1.8.1 h | 127 |  | SPN 4way D.B with IP-20 | ELEC-2.13.1a | 963
16A 3 pin / 6A 3pin Plug socket with indicator lamp, fuse unit (5 in 1) | ELEC-1.8.1 g | 127 |  | 40A D.P.Isolator / ECCB / RCCB | ELEC-2.11.1 b | 396
Supply of 6A / 10A 1 Way Modular Switch | 1.8.1-A) | 94 |  | 10 kA - 6-32A range SP MCBs | ELEC-2.10.1 a | 209
Supply of 6A / 10A 3/2 Pin Modular Socke | 1.8.1-D) | 143 |  | 32 A 240V Porcelain Rewirable Fuse Units. | 2.7.1.a | 110
Supply of 3 Module box | 1.3.1-B) | 88 |  | Supply of 6.0 Sqmm PVC insulated flexible Copper cable. | 1.5.2.e | 5865
Supply of 3 Modular Cover Frame | 1.8.3 b | 77 |  | Peeta Board of Size 15" x 20" | 1.4.3.c | 209
Supply of 22/0.3mm (1.5 Sqmm) | 1.5.1-B | 1737 |  | 40mm Nominal Bore Medium grade G.I.Pipe. | ELEC-8.4.17d | 385
Supply of 36/0.3mm (2.5 Sqmm) | 1.5.1-c | 2806 |  | 25mm x 6 mm G.I.Strip | (ELEC-8.3.6 | 72
Supply of 56/0.3mm (4.0 Sqmm) | 1.5.1-d | 4284 |  | No.8 G.I.Wire | (ELEC-8.3.6) | 72
6 Sq.mm WPSC Aluminium cable | ELEC-1.6.1 | 1513 |  | Drilling of 16 Nos through holes of 12mm dia to G.I pipe. | ELEC-8.4.20 | 7
No.10 SWG G.I wire. | ELEC-8.3.6 | 72 |  | G.I Nuts, Bolts an Washers each set. | ELEC-8.4.21 | 13
PVC Cleats | ELEC-8.1.13 | 473 |  | 18" dia 2" thick hume pipe ring. | ELEC-8.4.22 | 275
Supply of 14/0.3mm (1.0 Sqmm) | 1.5.1-A | 1208 |  | 2" thick CC cover for hume pipe ring with handle. | ELEC-8.4.24 | 143
|  |  |  | Hard Coke | ELEC-8.1.10 | 22
|  |  |  | Salt. | ELEC-8.1.11 | 17
|  |  |  | Earth Work Excavation | ELEC-8.4.19 | 275
|  |  |  | Earth Work Excavation | ELEC-8.4.19 | 275
|  |  |  | Street light | ELEC-3.8.23 a | 1822
|  |  |  | Street light | ELEC-3.8.23 d | 5428
Teak Wood Frames | BMT-E.01 | 74500 |  | 150mm Brass tower bolts | BMT-G.02 | 231
Teak Wood Shutters | BMT-E.04 | 149000 |  | 150mm Alluminium tower bolts | BMT-G.08 | 84
Sal wood Frames | BMT-E.15 | 48500 |  | 200mm Alluminium tower bolts | BMT-G.09 | 103
Sal Wood Shutters | BMT-E.16 | 61000 |  | Butt Hinges 125mm Brass | BMT-G.21 | 246
WPC shutter door | BMT-N.88 | 3030 |  | Butt Hinges 125mm Alluminiu | BMT-G.25 | 117
WPC Frame | BMT-N.83.C | 805 |  | 150mm Alluminium Door handle | BMT-G.34 | 103
Flush door shutter | BMT-N.12 | 1790 |  | 300mm Brass Aldrop | BMT-G.37 | 1087
Door Labour (Teak wood) | BMM-V.25 | 1672 |  | 300mm Alluminium Aldrop | BMT-G.42 | 308
Door Labour (Sal wood) | BMM-V.38 | 1546 |  | Brass door stoppers | BMT-G.46 | 168
Door Labour (WPC) | BMM-V.42 | 800 |  | Door stopper MS Powder coated | BMT-G.53 | 45
UPVC windows -3 Tier | BMT-P.80.B | 8058 |  | MS Z Hold fasts 300mm Long | BMS-W.69 | 35
UPVC windows -2 Tier | BMT-P.80.A | 6038 |  | Plain glass | BMT-I.01 | 373
UPVC windows -1 Tier | BMT-P.79 | 5830 |  | Cement Jolleys 50mm thick | BMS-W.17 | 353
Door Labour (Flush) | BMM-V.23 | 407 |  | Door stopper Alluminum | BMT-G.57 | 53
Louvers Ventilator | BMT-P.59 | 3797

## MINI SSR 2022-23 (hidden)
MINI SSR 2022-23 OF BUILDING ITEMS
[5 empty] | Name | Code | Rate
| Code | Rate |  |  | Mason skilled | LAB-00011 | 630
Cement | MAT-00005 | 4700 |  |  | Mason Semi skilled | LAB-00091 | 565
Steel Fe 500 |  | 64000 | Sep.22 |  | Mazdoor | LAB-00120 | 525
Steel Fe 415 |  | 62000 | Sep.22 |  | Bar bender | LAB-00001 | 750
MS Flats |  | 62000 | Sep.22
6mm Ms roads |  | 62000 | Sep.22 |  | Painter skilled | LAB-00035 | 705
Sand for Mortar (screened) | MAT-00029 | 700 |  |  | Painter semi skilled | LAB-00093 | 565
Sand for Mortar (concrete) | MAT-00027 | 605 |  |  | Welder | LAB-00041 | 615
Sand for Filling | MAT-00028 | 460 | Loading | Unloading | Black smith | LAB-00002 | 590
Common burnt clay bricks | BMT-A.01 | 7500 | 68.5 | 68.5
40mm HBG metal SS5, M/C | MAT-00220 | 716 |  |  | Plumber skilled | LAB-00036 | 705
20mm HBG SS5 M/c chips | MAT-00218 | 1196 |  |  | Plumber semi skilled |  | 565
12 mm nominal size | MAT-00217 | 952
10mm nominal size | MAT-00216 | 800 |  |  | Skilled Electrician | LAB-00005 | 700
6mm nominal size | MAT-00215 | 636 |  |  | Semi Skilled Electrician | LAB-00079 | 570
Rough stone | MAT-00302 | 298 |  |  | Helerb Electrician | LAB-00120 | 505
Granite 16 to 18 mm | BMT-B.11 | 2100
Terrazo tiles | BMT-D.01 | 315
Vitrified tiles double | BMT-C.09 | 612
Ceramic tiles non skid | BMT.C.01 | 370
Glazed tiles for walls | BMT.C.21 | 330
Pressed type tiles | BMT-D.23 | 18000 |  |  | RSSR
Selected earth | MAT-00252 | 93 |  |  | Jungle |  | 6.06
Gravel | MAT-05253 | 149 |  |  | Earthwork |  | 144.26
Fly ash cement brick | BMT-A.03 | 30
Brick work scaffolding
Water for Rural | MAT- 00333 | 95 |  | Hire | Labour-GF | Labour-FF | Labour-SF
Concrete mixer | HIR-00018 | 667.5 |  | 10.78 | 84.62 | 121.18 | 157.72
needle Vibration 40 petrol | HIR-00040 HIR-00174 | 259.1 |  | Ceiling plastering
Binding wire | MAT-00003 | 70 |  | Hire | Labour-GF | Labour-FF | Labour-SF
Welding eletrodes | MAT-00082 | 16 |  | 2.57 | 16.94 | 24.04 | 31.13
Welding set | HIR-00065 HIR-00199 | 117.7 |  | plastering
Grills Fabrication of steel | BMM-V.14 | 30 |  | Hire | Labour-GF | Labour-FF | Labour-SF
Grills Labour charges | BMM-V.15 | 6 |  | 1.08 | 8.47 | 12.12 | 15.77
MS Tubes | BMT-F.04 | 76
Tube Fabrication of steel | BMM-V.16 | 26
Tube Labour charges | BMM-V.17 | 23
Stainless steel | BMT-F.06 | 414 |  | Wallputty | BMT-J.31 | 600
S.S.Steel Fabrication | BMM-V.18 | 144 |  | Cement Primer | BMT-J.01 | 160
Drilling hard rock | BMS-W.76 | 220 |  | Cement Primer | BMT-J.02 | 200
Rabbit wire mesh | BMT-F.28 | 21 |  | acrylic Emulsion paint | BMT-J.24 | 190
Water proof compound | MAT-00081 | 85 |  | acrylic Emulsion paint | BMT-J.34 | 210
White cement | MAT-00478 | 27.95 |  | Wood primer | BMT-J.05 | 160
Full Rounding the edges | BMM-V.11 | 453 |  | Enamel paint | BMT-J.29 | 270
Rolling shutter | BMT-F.29 | 4025 |  | Poly-Urethene Polish | BMT-J.18 | 843
Hume pipe | ELEC-8.4.22 | 303 |  | Thinner for Polyurethane polish | BMT-J.13 | 254
CC cover | ELEC-8.4.24 | 157
|  | Hire | Labour
Footings |  | 301 | 672
Bed blocks |  | 67 | 363
Pedastal |  | 343 | 1069
Plinth beam |  | 1453 | 1620
|  |  | GF | FF | SF
Columns |  | 371 | 2415 | 2657 | 2898
Lintels |  | 1233 | 1720 | 1892 | 2064
Sunshade |  | 243 | 264 | 290 | 317
Beams |  | 2179 | 2027 | 2230 | 2432
Slab upto 150mm |  | 247 | 241 | 265 | 289
Slab upto 150 to 300mm |  | 254 | 248 | 273 | 298
European Water Closet of 1st quality | BMW-D.13 | 1979 |  |  | Water storage tank | BMW-G.01) | 8.5
Flushing Tank 10 Lit capacity | BMW-D.11 | 2468 |  |  | Tank labour | BMW-G.02) | 1
plastic seat and lid | BMW-D.16 | 850 |  |  | 15.90mm CPVC | BMW-I.220 | 59
Indian type WC | BMW-D.02 | 1036 |  |  | 22.20mm CPVC | BMW-I.221 | 94
Urinals | BMW-D.34 | 2644 |  |  | 28.60mm CPVC | BMW-I.222 | 136
Hand wash basin | BMW-D.26 | 1519 |  |  | 34.90mm CPVC | BMW-I.223 | 214
NP bib taps | BMW-E.07 | 387 |  |  | 25mm PVC | MAT-07665 | 35
PVC connections | BMW-I.48 | 95 |  |  | Labour for pvc | BMW-I.415 | 33
Waste pipe | BMW-G.05 | 24 |  |  | Gunmetal Gate | BMW-F.17 | 1165
Nahany trap | BMW-G.118 | 93 |  |  | 110mm bend | BMW-G.57 | 77
Nahany trap cover | BMW-I.12 | 32 |  |  | Clips | BMW-G.106 | 17
Floor Trap - UPVC/SWR Pipe | BMW-G.125 | 128
110mm dia pvc pipe | BMW-G.13 | 447
90mm dia pvc pipe | BMW-G.15 | 425 |  |  | Precasted concrete blocks | BMT-D.13 | 390
75mm dia pvc pipe | BMW-G.14 | 267 |  |  | Labour charges | BMT-D.17 | 220
PVC Labour charges | BMW-G.152 | 79
Chromeum plated tap | BMW-I.140 | 1644
health faucet | BMW-I.141 | 4166
Drilling 0 to 90 | P.No.193 | 446.4
Drilling 90 to 150 |  | 477.6
Drilling 150 to 250 |  | 535.7
2.00HP single phase | ELEC-5.4.1 e | 26730
2.00HP single phase | ELEC-5.4.1 c | 18370
180mm dia PVC pipe | P.No.195 | 325
40mm HDPE pipe | MAT- 07334 | 85
25mm dia clamp set | MAT- 00260 | 194
180mm dia bore cap | P.No.195 | 300
32mm dia GI pipe | P.No.195 | 400
32mm dia GI Bends | BMW-F.09 | 77
2.5 sqm flat copper | ELEC-1.6.3 | 105
Controle panel board | ELEC-5.4.15 | 5445
25mm dia 1,2,3 & 4 way deep Junction Box | ELEC-1.1.3.a | 78
25mm dia 1,2,3 & 4 way Junction Box | ELEC-1.2.6 b | 26
25mm PVC bends | ELEC-1.2.8 b | 11
25mm dia 1.8mm thick PVC pipe | ELEC-1.2.2 b | 34
U' Links | ELEC-8.1.4 | 36
Grooves | BMM-V.51 | 64
|  | Box |  | Cover
12 Module box | ELEC-1.3.1 f | 245 | ELEC-1.8.3 f | 209
8 Module box | ELEC-1.3.1 e | 203 | ELEC-1.8.3 e | 171
6 Module box | ELEC-1.3.1 d | 155 | ELEC-1.8.3 d | 132
4 Module box | ELEC-1.3.1 c | 114 | ELEC-1.8.3 c | 88
18Module box |  | 400 |  | 341
16Module box |  | 359 |  | 297
2Module box | ELEC-1.3.1 a | 68 | ELEC-1.8.3 a | 66
Neon Indicator. | ELEC-1.7.1 e | 21 |  | battan holders | 1.7.1-N) | 21
exhaust fan | ELEC-5.1.12 | 1634 |  | 0.5W LED bulb | ELEC-3.7.5 a | 46
6A / 10A 1 Way flush type switch | 1.7.1 a | 18 |  | Supply of 23 / 0060 twin | ELEC-1.5.6 | 1244
flush type socket 2 pin | 1.7.1 c | 21 |  | Stepped type fan regulator | ELEC-1.7.1 I | 208
flush type socket 3/2 pin | 1.7.1 d | 27 |  | Ceiling Fan | ELEC-5.1.4 | 2912
Supply of 14/0.3mm (1.0 Sqmm) | 1.5.1 | 1375 |  | 19/20mm steel tube down | ELEC-8.1.21 | 111
Ceiling rose | 1.7.1-M) | 22 |  | Fan hook | ELEC-8.1.20 | 39
Decolam sheet | ELEC-1.4.2 d | 48 |  | Supply of 1200 mm length,Box type | ELEC-3.8.18 | 267
Module Modular Switch. | ELEC-1.8.1 h | 127 |  | SPN 4way D.B with IP-20 | ELEC-2.13.1a | 1107
16A 3 pin / 6A 3pin Plug socket with indicator lamp, fuse unit (5 in 1) | ELEC-1.8.1 g | 127 |  | 40A D.P.Isolator / ECCB / RCCB | ELEC-2.11.1 b | 455
Supply of 6A / 10A 1 Way Modular Switch | 1.8.1-A) | 94 |  | 10 kA - 6-32A range SP MCBs | ELEC-2.10.1 a | 240
Supply of 6A / 10A 3/2 Pin Modular Socke | 1.8.1-D) | 143 |  | 32 A 240V Porcelain Rewirable Fuse Units. | 2.7.1.a | 119
Supply of 3 Module box | 1.3.1-B) | 95 |  | Supply of 6.0 Sqmm PVC insulated flexible Copper cable. | 1.5.2.e | 6674
Supply of 3 Modular Cover Frame | 1.8.3 b | 77 |  | Peeta Board of Size 15" x 20" | 1.4.3.c | 230
Supply of 22/0.3mm (1.5 Sqmm) | 1.5.1-B | 1977 |  | 40mm Nominal Bore Medium grade G.I.Pipe. | ELEC-8.4.17d | 425
Supply of 36/0.3mm (2.5 Sqmm) | 1.5.1-c | 3193 |  | 25mm x 6 mm G.I.Strip | (ELEC-8.3.6 | 79
Supply of 56/0.3mm (4.0 Sqmm) | 1.5.1-d | 4875 |  | No.8 G.I.Wire | (ELEC-8.3.6) | 79
6 Sq.mm WPSC Aluminium cable | ELEC-1.6.1 | 1816 |  | Drilling of 16 Nos through holes of 12mm dia to G.I pipe. | ELEC-8.4.20 | 8
No.10 SWG G.I wire. | ELEC-8.3.6 | 79 |  | G.I Nuts, Bolts an Washers each set. | ELEC-8.4.21 | 14
PVC Cleats | ELEC-8.1.13 | 520 |  | 18" dia 2" thick hume pipe ring. | ELEC-8.4.22 | 303
Supply of 14/0.3mm (1.0 Sqmm) | 1.5.1-A | 1375 |  | 2" thick CC cover for hume pipe ring with handle. | ELEC-8.4.24 | 157
|  |  |  | Hard Coke | ELEC-8.1.10 | 24
|  |  |  | Salt. | ELEC-8.1.11 | 19
|  |  |  | Earth Work Excavation | ELEC-8.4.19 | 303
|  |  |  | Earth Work Excavation | ELEC-8.4.19 | 303
|  |  |  | Street light | ELEC-3.8.23 a | 1822
|  |  |  | Street light | ELEC-3.8.23 d | 5428
Teak Wood Frames | BMT-E.01 | 81950 |  | 150mm Brass tower bolts | BMT-G.02 | 255
Teak Wood Shutters | BMT-E.04 | 160920 |  | 150mm Alluminium tower bolts | BMT-G.08 | 86.5
Sal wood Frames | BMT-E.15 | 51000 |  | 200mm Alluminium tower bolts | BMT-G.09 | 108
Sal Wood Shutters | BMT-E.16 | 63950 |  | Butt Hinges 125mm Brass | BMT-G.21 | 273
WPC shutter door | BMT-N.88 | 3394 |  | Butt Hinges 125mm Alluminiu | BMT-G.25 | 129
WPC Frame | BMT-N.83.C | 920 |  | 150mm Alluminium Door handle | BMT-G.34 | 114
Flush door shutter | BMT-N.12 | 2000 |  | 300mm Brass Aldrop | BMT-G.37 | 1195
Door Labour (Teak wood) | BMM-V.25 | 1727 |  | 300mm Alluminium Aldrop | BMT-G.42 | 338
Door Labour (Sal wood) | BMM-V.38 | 1701 |  | Brass door stoppers | BMT-G.46 | 185
Door Labour (WPC) | BMM-V.42 | 1036 |  | Door stopper MS Powder coated | BMT-G.53 | 45
UPVC windows -3 Tier | BMT-P.80.B | 8622 |  | MS Z Hold fasts 300mm Long | BMS-W.69 | 39
UPVC windows -2 Tier | BMT-P.80.A | 6460 |  | Plain glass | BMT-I.01 | 486
UPVC windows -1 Tier | BMT-P.79 | 6238 |  | Cement Jolleys 50mm thick | BMS-W.17 | 388
Door Labour (Flush) | BMM-V.23 | 421 |  | Door stopper Alluminum | BMT-G.57 | 58
Louvers Ventilator | BMT-P.59 | 4062

## MINI SSR 2022-23 (2) (hidden)
MINI SSR 2022-23 OF BUILDING ITEMS
[5 empty] | Name | Code | Rate
| Code | Rate |  |  | Mason skilled | LAB-00011 | 630
Cement | MAT-00005 | 4700 |  |  | Mason Semi skilled | LAB-00091 | 565
Steel Fe 500 |  | 64500 | May.23 |  | Mazdoor | LAB-00120 | 525
Steel Fe 415 |  | 61000 | May.23 |  | Bar bender | LAB-00001 | 750
MS Flats |  | 61500 | May.23
6mm Ms roads |  | 61500 | May.23 |  | Painter skilled | LAB-00035 | 705
Sand for Mortar (screened) | MAT-00029 | 700 |  |  | Painter semi skilled | LAB-00093 | 565
Sand for Mortar (concrete) | MAT-00027 | 605 |  |  | Welder | LAB-00041 | 615
Sand for Filling | MAT-00028 | 460 | Loading | Unloading | Black smith | LAB-00002 | 590
Common burnt clay bricks | BMT-A.01 | 7500 | 68.5 | 68.5
40mm HBG metal SS5, M/C | MAT-00220 | 716 |  |  | Plumber skilled | LAB-00036 | 705
20mm HBG SS5 M/c chips | MAT-00218 | 1196 |  |  | Plumber semi skilled |  | 565
12 mm nominal size | MAT-00217 | 952
10mm nominal size | MAT-00216 | 800 |  |  | Skilled Electrician | LAB-00005 | 700
6mm nominal size | MAT-00215 | 636 |  |  | Semi Skilled Electrician | LAB-00079 | 570
Rough stone | MAT-00302 | 298 |  |  | Heler Electrician | LAB-00120 | 505
Granite 16 to 18 mm | BMT-B.11 | 2100
Terrazo tiles | BMT-D.01 | 315
Vitrified tiles double | BMT-C.09 | 612
Ceramic tiles non skid | BMT.C.01 | 370
Glazed tiles for walls | BMT.C.21 | 330
Pressed type tiles | BMT-D.23 | 18000 |  |  | RSSR
Selected earth | MAT-00252 | 93 |  |  | Jungle |  | 6.06
Gravel | MAT-05253 | 149 |  |  | Earthwork |  | 144.26
Fly ash cement brick | BMT-A.03 | 30
Brick work scaffolding
Water for Rural | MAT- 00333 | 95 |  | Hire | Labour-GF | Labour-FF | Labour-SF
Concrete mixer | HIR-00018 | 667.5 |  | 10.78 | 84.62 | 121.18 | 157.72
needle Vibration 40 petrol | HIR-00040 HIR-00174 | 259.1 |  | Ceiling plastering
Binding wire | MAT-00003 | 70 |  | Hire | Labour-GF | Labour-FF | Labour-SF
Welding eletrodes | MAT-00082 | 16 |  | 2.57 | 16.94 | 24.04 | 31.13
Welding set | HIR-00065 HIR-00199 | 117.7 |  | plastering
Grills Fabrication of steel | BMM-V.14 | 30 |  | Hire | Labour-GF | Labour-FF | Labour-SF
Grills Labour charges | BMM-V.15 | 6 |  | 1.08 | 8.47 | 12.12 | 15.77
MS Tubes | BMT-F.04 | 76
Tube Fabrication of steel | BMM-V.16 | 26
Tube Labour charges | BMM-V.17 | 23
Stainless steel | BMT-F.06 | 414 |  | Wallputty | BMT-J.31 | 600
S.S.Steel Fabrication | BMM-V.18 | 144 |  | Cement Primer | BMT-J.01 | 160
Drilling hard rock | BMS-W.76 | 220 |  | Cement Primer | BMT-J.02 | 200
Rabbit wire mesh | BMT-F.28 | 21 |  | acrylic Emulsion paint | BMT-J.24 | 190
Water proof compound | MAT-00081 | 85 |  | acrylic Emulsion paint | BMT-J.34 | 210
White cement | MAT-00478 | 27.95 |  | Wood primer | BMT-J.05 | 160
Full Rounding the edges | BMM-V.11 | 453 |  | Enamel paint | BMT-J.29 | 270
Rolling shutter | BMT-F.29 | 4025 |  | Poly-Urethene Polish | BMT-J.18 | 843
Hume pipe | ELEC-8.4.22 | 303 |  | Thinner for Polyurethane polish | BMT-J.13 | 254
CC cover | ELEC-8.4.24 | 157
|  | Hire | Labour
Footings |  | 301 | 672
Bed blocks |  | 67 | 363
Pedastal |  | 343 | 1069
Plinth beam |  | 1453 | 1620
|  |  | GF | FF | SF
Columns |  | 371 | 2415 | 2657 | 2898
Lintels |  | 1233 | 1720 | 1892 | 2064
Sunshade |  | 243 | 264 | 290 | 317
Beams |  | 2179 | 2027 | 2230 | 2432
Slab upto 150mm |  | 247 | 241 | 265 | 289
Slab upto 150 to 300mm |  | 254 | 248 | 273 | 298
European Water Closet of 1st quality | BMW-D.13 | 1979 |  |  | Water storage tank | BMW-G.01) | 8.5
Flushing Tank 10 Lit capacity | BMW-D.11 | 2468 |  |  | Tank labour | BMW-G.02) | 1
plastic seat and lid | BMW-D.16 | 850 |  |  | 15.90mm CPVC | BMW-I.220 | 59
Indian type WC | BMW-D.02 | 1036 |  |  | 22.20mm CPVC | BMW-I.221 | 94
Urinals | BMW-D.34 | 2644 |  |  | 28.60mm CPVC | BMW-I.222 | 136
Hand wash basin | BMW-D.26 | 1519 |  |  | 34.90mm CPVC | BMW-I.223 | 214
NP bib taps | BMW-E.07 | 387 |  |  | 25mm PVC | MAT-07665 | 35
PVC connections | BMW-I.48 | 95 |  |  | Labour for pvc | BMW-I.415 | 33
Waste pipe | BMW-G.05 | 24 |  |  | Gunmetal Gate | BMW-F.17 | 1165
Nahany trap | BMW-G.118 | 93 |  |  | 110mm bend | BMW-G.57 | 77
Nahany trap cover | BMW-I.12 | 32 |  |  | Clips | BMW-G.106 | 17
Floor Trap - UPVC/SWR Pipe | BMW-G.125 | 128
110mm dia pvc pipe | BMW-G.13 | 447
90mm dia pvc pipe | BMW-G.15 | 425 |  |  | Precasted concrete blocks | BMT-D.13 | 390
75mm dia pvc pipe | BMW-G.14 | 267 |  |  | Labour charges | BMT-D.17 | 220
PVC Labour charges | BMW-G.152 | 79
Chromeum plated tap | BMW-I.140 | 1644
health faucet | BMW-I.141 | 4166
Drilling 0 to 90 | P.No.193 | 446.4
Drilling 90 to 150 |  | 477.6
Drilling 150 to 250 |  | 535.7
2.00HP single phase | ELEC-5.4.1 e | 26730
2.00HP single phase | ELEC-5.4.1 c | 18370
180mm dia PVC pipe | P.No.195 | 325
40mm HDPE pipe | MAT- 07334 | 85
25mm dia clamp set | MAT- 00260 | 194
180mm dia bore cap | P.No.195 | 300
32mm dia GI pipe | P.No.195 | 400
32mm dia GI Bends | BMW-F.09 | 77
2.5 sqm flat copper | ELEC-1.6.3 | 105
Controle panel board | ELEC-5.4.15 | 5445
25mm dia 1,2,3 & 4 way deep Junction Box | ELEC-1.1.3.a | 78
25mm dia 1,2,3 & 4 way deep Junction Box | ELEC-1.2.6 b | 26
25mm PVC bends | ELEC-1.2.8 b | 11
25mm dia 1.8mm thick PVC pipe | ELEC-1.2.2 b | 34
U' Links | ELEC-8.1.4 | 36
Grooves | BMM-V.51 | 64
|  | Box |  | Cover
12 Module box | ELEC-1.3.1 f | 245 | ELEC-1.8.3 f | 209
8 Module box | ELEC-1.3.1 e | 203 | ELEC-1.8.3 e | 171
6 Module box | ELEC-1.3.1 d | 155 | ELEC-1.8.3 d | 132
4 Module box | ELEC-1.3.1 c | 114 | ELEC-1.8.3 c | 88
18Module box |  | 400 |  | 341
16Module box |  | 359 |  | 297
2Module box | ELEC-1.3.1 a | 68 | ELEC-1.8.3 a | 66
Neon Indicator. | ELEC-1.7.1 e | 21 |  | battan holders | 1.7.1-N) | 21
exhaust fan | ELEC-5.1.12 | 1634 |  | 0.5W LED bulb | ELEC-3.7.5 a | 46
6A / 10A 1 Way flush type switch | 1.7.1 a | 18 |  | Supply of 23 / 0060 twin | ELEC-1.5.6 | 1244
flush type socket 2 pin | 1.7.1 c | 21 |  | Stepped type fan regulator | ELEC-1.7.1 I | 208
flush type socket 3/2 pin | 1.7.1 d | 27 |  | Ceiling Fan | ELEC-5.1.4 | 2912
Supply of 14/0.3mm (1.0 Sqmm) | 1.5.1 | 1375 |  | 19/20mm steel tube down | ELEC-8.1.21 | 111
Ceiling rose | 1.7.1-M) | 22 |  | Fan hook | ELEC-8.1.20 | 39
Decolam sheet | ELEC-1.4.2 d | 48 |  | Supply of 1200 mm length,Box type | ELEC-3.8.18 | 267
Module Modular Switch. | ELEC-1.8.1 h | 127 |  | SPN 4way D.B with IP-20 | ELEC-2.13.1a | 1107
16A 3 pin / 6A 3pin Plug socket with indicator lamp, fuse unit (5 in 1) | ELEC-1.8.1 g | 127 |  | 40A D.P.Isolator / ECCB / RCCB | ELEC-2.11.1 b | 455
Supply of 6A / 10A 1 Way Modular Switch | 1.8.1-A) | 94 |  | 10 kA - 6-32A range SP MCBs | ELEC-2.10.1 a | 240
Supply of 6A / 10A 3/2 Pin Modular Socke | 1.8.1-D) | 143 |  | 32 A 240V Porcelain Rewirable Fuse Units. | 2.7.1.a | 119
Supply of 3 Module box | 1.3.1-B) | 95 |  | Supply of 6.0 Sqmm PVC insulated flexible Copper cable. | 1.5.2.e | 6674
Supply of 3 Modular Cover Frame | 1.8.3 b | 77 |  | Peeta Board of Size 15" x 20" | 1.4.3.c | 230
Supply of 22/0.3mm (1.5 Sqmm) | 1.5.1-B | 1977 |  | 40mm Nominal Bore Medium grade G.I.Pipe. | ELEC-8.4.17d | 425
Supply of 36/0.3mm (2.5 Sqmm) | 1.5.1-c | 3193 |  | 25mm x 6 mm G.I.Strip | (ELEC-8.3.6 | 79
Supply of 56/0.3mm (4.0 Sqmm) | 1.5.1-d | 4875 |  | No.8 G.I.Wire | (ELEC-8.3.6) | 79
6 Sq.mm WPSC Aluminium cable | ELEC-1.6.1 | 1816 |  | Drilling of 16 Nos through holes of 12mm dia to G.I pipe. | ELEC-8.4.20 | 8
No.10 SWG G.I wire. | ELEC-8.3.6 | 79 |  | G.I Nuts, Bolts an Washers each set. | ELEC-8.4.21 | 14
PVC Cleats | ELEC-8.1.13 | 520 |  | 18" dia 2" thick hume pipe ring. | ELEC-8.4.22 | 303
Supply of 14/0.3mm (1.0 Sqmm) | 1.5.1-A | 1375 |  | 2" thick CC cover for hume pipe ring with handle. | ELEC-8.4.24 | 157
|  |  |  | Hard Coke | ELEC-8.1.10 | 24
|  |  |  | Salt. | ELEC-8.1.11 | 19
|  |  |  | Earth Work Excavation | ELEC-8.4.19 | 303
|  |  |  | Earth Work Excavation | ELEC-8.4.19 | 303
|  |  |  | Street light | ELEC-3.8.23 a | 1822
|  |  |  | Street light | ELEC-3.8.23 d | 5428
Teak Wood Frames | BMT-E.01 | 81950 |  | 150mm Brass tower bolts | BMT-G.02 | 255
Teak Wood Shutters | BMT-E.04 | 160920 |  | 150mm Alluminium tower bolts | BMT-G.08 | 86.5
Sal wood Frames | BMT-E.15 | 51000 |  | 200mm Alluminium tower bolts | BMT-G.09 | 108
Sal Wood Shutters | BMT-E.16 | 63950 |  | Butt Hinges 125mm Brass | BMT-G.21 | 273
WPC shutter door | BMT-N.88 | 3394 |  | Butt Hinges 125mm Alluminiu | BMT-G.25 | 129
WPC Frame | BMT-N.83.C | 920 |  | 150mm Alluminium Door handle | BMT-G.34 | 114
Flush door shutter | BMT-N.12 | 2000 |  | 300mm Brass Aldrop | BMT-G.37 | 1195
Door Labour (Teak wood) | BMM-V.25 | 1727 |  | 300mm Alluminium Aldrop | BMT-G.42 | 338
Door Labour (Sal wood) | BMM-V.38 | 1701 |  | Brass door stoppers | BMT-G.46 | 185
Door Labour (WPC) | BMM-V.42 | 1036 |  | Door stopper MS Powder coated | BMT-G.53 | 45
UPVC windows -3 Tier | BMT-P.80.B | 8622 |  | MS Z Hold fasts 300mm Long | BMS-W.69 | 39
UPVC windows -2 Tier | BMT-P.80.A | 6460 |  | Plain glass | BMT-I.01 | 486
UPVC windows -1 Tier | BMT-P.79 | 6238 |  | Cement Jolleys 50mm thick | BMS-W.17 | 388
Door Labour (Flush) | BMM-V.23 | 421 |  | Door stopper Alluminum | BMT-G.57 | 58
Louvers Ventilator | BMT-P.59 | 4062

## CS
COMPARATIVE STATEMENT
Name of the Work: Providing Additional Space for Health Staff in Grama Sachivalayam of Baduguleru GP of Kanigiri Mandal
[9 empty] | Est Rs. | 20.80 Lakhs
S.No | Description of the work | As per revised estimate |  |  |  | As per working estimate |  |  |  | Difference |  | Remarks
|  | Quantity |  | Rate | Amount | Quantity |  | Rate | Amount | Excess | Less
1 | 2 | 3 |  | 4 | 5 | 6 |  | 7 | 8 | 9 | 10 | 11
| PART-A | [11 empty] | 1
| Construction of Ground floor | [8 empty] | 0 | 0 | -
1 | Clearing light jungle including up-rooting and removing of Juliflora stumps. |  |  |  |  | 0 | Sqm | 5.22 | 0 | 0 | 0 | 19-20 | 0
1 | Clearing light jungle |  |  |  |  | 0 | Sqm | 5.86 | 0 |  |  | 20-21 | 0
1 | Clearing light jungle |  |  |  |  | 0 | Sqm | 6.06 | 0 |  |  | 21-22 | 0
1 | Clearing light jungle |  |  |  |  | 0 | Sqm | 6.06 | 0 |  |  | 22-23 | 0
1 | Engaging Unskilled Labour for Earth work excavation & depositing on bank with an initial lead & initial lift in Loamy, Clayey soils like BC Soils, Red Earth & Chodu Soils | 116.24 | Cum | 124.4 | 14460 | 71.97 | Cum | 124.24 | 8942 | 0 | 5518 | 19-20 | 5518
2 | Engaging Unskilled Labour for Earth work excavation & depositing on bank with an initial lead & initial lift in Loamy, Clayey soils like BC Soils, Red Earth & Chodu Soils |  |  |  |  | 0 | Cum | 139.55 | 0 |  |  | 20-21 | 0
3 | Engaging Unskilled Labour for Earth work excavation & depositing on bank with an initial lead & initial lift in Loamy, Clayey soils like BC Soils, Red Earth & Chodu Soils |  |  |  |  | 0 | Cum | 144.26 | 0 |  |  | 21-22 | 0
2 | Earthwork excavation for foundation |  |  |  |  | 0 | Cum | 144.26 | 0 |  |  | 22-23 | 0
2 | Plain Cement Concrete (1:4:8) proportion Nominal mix for foundations using 40mm size SS-5 metal including c/c of all materials & labour charges, machine mixing & laying concrete in foundation | 20.07 | Cum | 3723.38 | 74728 | 20.59 | Cum | 3877.28 | 79833 | 5105 | 0 | 19-20 | -5105
5 | Plain Cement Concrete (1:4:8) proportion Nominal mix for foundations using 40mm size SS-5 metal including c/c of all materials & labour charges, machine mixing & laying concrete in foundation |  |  |  |  | 0 | Cum | 4067.84 | 0 |  |  | 20-21 | 0
6 | Plain Cement Concrete (1:4:8) proportion Nominal mix for foundations using 40mm size SS-5 metal including c/c of all materials & labour charges, machine mixing & laying concrete in foundation |  |  |  |  | 0 | Cum | 4332.55 | 0 |  |  | 21-22 | 0
4 | PCC (1:4:8) for bed concrete |  |  |  |  | 0 | Cum | 4583.31 | 0 |  |  | 22-23 | 0
4 | PCC (1:5:10) for bed concrete |  |  |  |  | 0 | Cum | 3725 | 0 | 0 | 0 | 19-20 | 0
4 | PCC (1:5:10) for bed concrete |  |  |  |  | 0 | Cum | 3915.56 | 0 |  |  | 20-21 | 0
4 | PCC (1:5:10) for bed concrete |  |  |  |  | 0 | Cum | 4180.27 | 0 |  |  | 21-22 | 0
4 | PCC (1:5:10) for bed concrete |  |  |  |  | 0 | Cum | 4431.03 | 0 |  |  | 22-23 | 0
3 | Filling Basement with Selected earth by watering and ramming including all operational, incidental and including c/c of material and labour charges etc complete for finished item of the work (APSS No 309& 310) per 1 Cum |  |  |  |  | 17.93 | Cum | 183 | 3281 | 3281 | 0 | 19-20 | -3281
7 | Filling Basement with Selected earth by watering and ramming including all operational, incidental and including c/c of material and labour charges etc complete for finished item of the work (APSS No 309& 310) per 1 Cum |  |  |  |  | 0 | Cum | 205.87 | 0 |  |  | 20-21 | 0
3 | Filling basement with Selected earth |  |  |  |  | 0 | Cum | 199.97 | 0 |  |  | 21-22 | 0
3 | Filling basement with Selected earth |  |  |  |  | 0 | Cum | 216.13 | 0 |  |  | 22-23 | 0
5 | Filling basement with Gravel |  |  |  |  | 0 | Cum | 210 | 0 | 0 | 0 | 19-20 | 0
5 | Filling basement with Gravel |  |  |  |  | 0 | Cum | 234.87 | 0 |  |  | 20-21 | 0
5 | Filling basement with Gravel |  |  |  |  | 0 | Cum | 253.22 | 0 |  |  | 21-22 | 0
5 | Filling basement with Gravel |  |  |  |  | 0 | Cum | 272.13 | 0 |  |  | 22-23 | 0
4 | Filling with Sand in trenches, sides of foundations & basement by watering and ramming including all operational, incidental, labour charges, hire charges of T&P etc complete including cost and conveyance of material and labour charges etc complete for finished item of the work | 76.81 | Cum | 1262.1 | 96942 | 87.51 | Cum | 1271.5 | 111269 | 14327 | 0 | 19-20 | -14327
7 | Filling with Sand in trenches, sides of foundations & basement by watering and ramming including all operational, incidental, labour charges, hire charges of T&P etc complete including cost and conveyance of material and labour charges etc complete for finished item of the work |  |  |  |  | 0 | Cum | 1340.37 | 0 |  |  | 20-21 | 0
7 | Filling basement with Sand filling |  |  |  |  | 0 | Cum | 1528.72 | 0 |  |  | 21-22 | 0
7 | Filling basement with Sand filling |  |  |  |  | 0 | Cum | 1603.13 | 0 |  |  | 22-23 | 0
5 | Spreading of sand filling |  | Cum | 25.59 | 0 |  |  |  |  | 0 | 0 | 19-20 | 0
5 | Filling in foundation with excavated soil as per drawing and technical specification Clause 305.3.9 MORD & 304 MORTH. | 52.63 | Cum | 227.64 | 11981 | 47.3 | Cum | 228 | 10784 | 0 | 1197 | 19-20 | 1197
8 | Filling in foundation with excavated soil as per drawing and technical specification Clause 305.3.9 MORD & 304 MORTH. |  |  |  |  | 0 | Cum | 249.16 | 0 |  |  | 20-21 | 0
10 | Refilling with excavated soil |  |  |  |  | 0 | Cum | 265.36 | 0 |  |  | 21-22 | 0
10 | Refilling with excavated soil |  |  |  |  | 0 | Cum | 284.4 | 0 |  |  | 22-23 | 0
6 | RCC M25 Nominal mix (Cement: Sand: Metal) using 20mm size graded material including cost and conveyance of all material and labour charges etc., complete for column footings | 10.13 | Cum | 6656.88 | 67434 | 9.44 | Cum | 6979.88 | 65890 | 0 | 1544 | 19-20 | 1544
10 | RCC M25 Nominal mix (Cement: Sand: Metal) using 20mm size graded material including cost and conveyance of all material and labour charges etc., complete for column footings |  |  |  |  | 0 | Cum | 7288.23 | 0 |  |  | 20-21 | 0
11 | VRCC M25 mix Concrete for column footings |  |  |  |  | 0 | Cum | 7685.43 | 0 |  |  | 21-22 | 0
6 | VRCC M25 mix Concrete for column footings |  |  |  |  | 0 | Cum | 8062.18 | 0 |  |  | 22-23 | 0
7 | RCC M25 Nominal mix (Cement: Sand: Metal) using 20mm size graded material including cost and conveyance of all material and labour charges etc., complete for Pedastal | 1.82 | Cum | 7069.88 | 12867 | 1.37 | Cum | 7392.88 | 10128 | 0 | 2739 | 19-20 | 2739
12 | RCC M25 Nominal mix (Cement: Sand: Metal) using 20mm size graded material including cost and conveyance of all material and labour charges etc., complete for Pedastal |  |  |  |  | 0 | Cum | 7701.23 | 0 |  |  | 20-21 | 0
7 | VRCC M25 design mix Concrete for Pedastal |  |  |  |  | 0 | Cum | 8124.43 | 0 |  |  | 21-22 | 0
7 | VRCC M25 design mix Concrete for Pedastal |  |  |  |  | 0 | Cum | 8501.18 | 0 |  |  | 22-23 | 0
8 | RCC M25 Nominal mix (Cement: Sand: Metal) using 20mm size graded material including cost and conveyance of all material and labour charges etc., complete for Columns | 5.77 | Cum | 8793.88 | 50741 | 5.64 | Cum | 9116.88 | 51419 | 678 | 0 | 19-20 | -678
14 | RCC M25 Nominal mix (Cement: Sand: Metal) using 20mm size graded material including cost and conveyance of all material and labour charges etc., complete for Columns |  |  |  |  | 0 | Cum | 9466.93 | 0 |  |  | 20-21 | 0
8 | VRCC M25 design mix Concrete for Columns |  |  |  |  | 0 | Cum | 10004.82 | 0 |  |  | 21-22 | 0
8 | VRCC M25 design mix Concrete for Columns |  |  |  |  | 0 | Cum | 10417.6 | 0 |  |  | 22-23 | 0
9 | RCC M25 Nominal mix (Cement: Sand: Metal) using 20mm size graded material including cost and conveyance of all material and labour charges etc., complete for Plinth beam | 7.19 | Cum | 8648.88 | 62185 | 6.15 | Cum | 8971.88 | 55177 | 0 | 7008 | 19-20 | 7008
16 | RCC M25 Nominal mix (Cement: Sand: Metal) using 20mm size graded material including cost and conveyance of all material and labour charges etc., complete for Plinth beam |  |  |  |  | 0 | Cum | 9280.23 | 0 |  |  | 20-21 | 0
9 | VRCC M25 design mix Concrete for Plinth beam |  |  |  |  | 0 | Cum | 9785.43 | 0 |  |  | 21-22 | 0
9 | VRCC M25 design mix Concrete for Plinth beam |  |  |  |  | 0 | Cum | 10162.18 | 0 |  |  | 22-23 | 0
10 | RCC M25 Nominal mix (Cement: Sand: Metal) using 20mm size graded material including cost and conveyance of all material and labour charges etc., complete for Roof beam | 4.92 | Cum | 8631.37 | 42466 | 6.94 | Cum | 8954.36 | 62143 | 19677 | 0 | 19-20 | -19677
16 | RCC M25 Nominal mix (Cement: Sand: Metal) using 20mm size graded material including cost and conveyance of all material and labour charges etc., complete for Roof beam |  |  |  |  | 0 | Cum | 9169.52 | 0 |  |  | 20-21 | 0
10 | VRCC M25 design mix Concrete for Beams |  |  |  |  | 0 | Cum | 9635.33 | 0 |  |  | 21-22 | 0
10 | VRCC M25 design mix Concrete for Beams |  |  |  |  | 0 | Cum | 9921.19 | 0 |  |  | 22-23 | 0
11 | RCC M25 Nominal mix (Cement: Sand: Metal) using 20mm size graded material including cost and conveyance of all material and labour charges etc., complete for Roof slab 125mm | 115.62 | Sqm | 1031.42 | 119253 | 118.09 | Sqm | 1071.8 | 126569 | 7316 | 0 | 19-20 | -7316
18 | RCC M25 Nominal mix (Cement: Sand: Metal) using 20mm size graded material including cost and conveyance of all material and labour charges etc., complete for Roof slab 125mm |  |  |  |  | 0 | Sqm | 1109.69 | 0 |  |  | 20-21 | 0
11 | VRCC M25 design mix Concrete for Slab 125mm |  |  |  |  | 0 | Sqm | 1166.67 | 0 |  |  | 21-22 | 0
11 | VRCC M25 design mix Concrete for Slab 125mm |  |  |  |  | 0 | Sqm | 1202.4 | 0 |  |  | 22-23 | 0
13 | RCC M25 Nominal mix (Cement: Sand: Metal) using 20mm size graded material including cost and conveyance of all material and labour charges etc., complete for Roof slab 150mm |  | Sqm | 1100.53 | 0 | 0 | Sqm | 1195.95 | 0 | 0 | 0 | 19-20 | 0
12 | VRCC M25 design mix Concrete for Slab 150mm |  |  |  |  | 0 | Sqm | 1239.23 | 0 |  |  | 20-21 | 0
12 | VRCC M25 design mix Concrete for Slab 150mm |  |  |  |  | 0 | Sqm | 1302.4 | 0 |  |  | 21-22 | 0
12 | VRCC M25 design mix Concrete for Slab 150mm |  |  |  |  | 0 | Sqm | 1345.28 | 0 |  |  | 22-23 | 0
12 | RCC M25 Nominal mix (Cement: Sand: Metal) using 20mm size graded material including cost and conveyance of all material and labour charges etc., complete for Roof slab 100mm |  |  |  |  | 22.14 | Sqm | 947.64 | 20981 | 20981 | 0 | 19-20 | -20981
19 | RCC M25 Nominal mix (Cement: Sand: Metal) using 20mm size graded material including cost and conveyance of all material and labour charges etc., complete for Roof slab 100mm |  |  |  |  | 0 | Sqm | 980.15 | 0 |  |  | 20-21 | 0
11 | VRCC M25 design mix Concrete for Slab 100mm |  |  |  |  | 0 | Sqm | 1030.93 | 0 |  |  | 21-22 | 0
11 | VRCC M25 design mix Concrete for Slab 100mm |  |  |  |  | 0 | Sqm | 1059.52 | 0 |  |  | 22-23 | 0
13 | RCC M25 Nominal mix (Cement: Sand: Metal) using 20mm size graded material including cost and conveyance of all material and labour charges etc., complete for Roof slab 50mm | 9.43 | Cum | 683.17 | 6442 | 0 | Sqm | 471.03 | 0 | 0 | 6442 | 19-20 | 6442
11 | VRCC M25 design mix Concrete for Slab 50mm |  |  |  |  | 0 | Sqm | 487.1 | 0 |  |  | 20-21 | 0
11 | VRCC M25 design mix Concrete for Slab 50mm |  |  |  |  | 0 | Sqm | 512.26 | 0 |  |  | 21-22 | 0
11 | VRCC M25 design mix Concrete for Slab 50mm |  |  |  |  | 0 | Sqm | 526.3 | 0 |  |  | 22-23 | 0
15 | VRCC M25 design mix Concrete for Slab 25mm |  |  |  |  | 0 | Sqm | 348.26 | 0 | 0 | 0 | 19-20 | 0
15 | VRCC M25 design mix Concrete for Slab 25mm |  |  |  |  | 0 | Sqm | 359.05 | 0 |  |  | 20-21 | 0
15 | VRCC M25 design mix Concrete for Slab 25mm |  |  |  |  | 0 | Sqm | 378.13 | 0 |  |  | 21-22 | 0
15 | VRCC M25 design mix Concrete for Slab 25mm |  |  |  |  | 0 | Sqm | 385.15 | 0 |  |  | 22-23 | 0
14 | RCC M25 Nominal mix (Cement: Sand: Metal) using 20mm size graded material including cost and conveyance of all material and labour charges etc., complete for Lintels | 0.63 | Cum | 8965.88 | 5649 | 1.21 | Cum | 9288.88 | 11240 | 5591 | 0 | 19-20 | -5591
22 | RCC M25 Nominal mix (Cement: Sand: Metal) using 20mm size graded material including cost and conveyance of all material and labour charges etc., complete for Lintels |  |  |  |  | 0 | Cum | 9638.93 | 0 |  |  | 20-21 | 0
15 | VRCC M25 design mix Concrete for Lintels |  |  |  |  | 0 | Cum | 10171.82 | 0 |  |  | 21-22 | 0
25 | RCC M25 Nominal mix (Cement: Sand: Metal) using 20mm size graded material including cost and conveyance of all material and labour charges etc., complete for Lintels |  |  |  |  | 0 | Cum | 10584.6 | 0 |  |  | 22-23 | 0
15 | RCC M25 Nominal mix (Cement: Sand: Metal) using 20mm size graded material including cost and conveyance of all material and labour charges etc., complete for Sunshade | 11.76 | Rm | 655.13 | 7704 | 7.5 | Rm | 474.84 | 3561 | 0 | 4143 | 19-20 | 4143
24 | RCC M25 Nominal mix (Cement: Sand: Metal) using 20mm size graded material including cost and conveyance of all material and labour charges etc., complete for Sunshade |  |  |  |  | 0 | Rm | 482.91 | 0 |  |  | 20-21 | 0
17 | VRCC M25 design mix Concrete for Sunshades |  |  |  |  | 0 | Rm | 507.8 | 0 |  |  | 21-22 | 0
27 | RCC M25 Nominal mix (Cement: Sand: Metal) using 20mm size graded material including cost and conveyance of all material and labour charges etc., complete for Sunshade |  |  |  |  | 0 | Rm | 518.52 | 0 |  |  | 22-23 | 0
16 | Providing impervious coat to exposed RCC Roof Slab surface with CM (1:3) 12mm thick ncluding cost and conveyance of all material and labour charges etc., complete |  |  |  | 0 | 0 | Sqm | 259.97 | 0 | 0 | 0 | 19-20 | 0
25 | impervious coat over roof slab-12mm |  |  |  |  | 0 | Sqm | 280.03 | 0 |  |  | 20-21 | 0
20 | impervious coat over roof slab-12mm |  |  |  |  | 0 | Sqm | 297.22 | 0 |  |  | 21-22 | 0
20 | impervious coat over roof slab-12mm |  |  |  |  | 0 | Sqm | 315.69 | 0 |  |  | 22-23 | 0
16 | Providing impervious coat to exposed RCC Roof Slab surface with CM (1:3) 20mm thick ncluding cost and conveyance of all material and labour charges etc., complete | 106.12 | Sqm | 344.5 | 36558 | 0 | Sqm | 330.39 | 0 | 0 | 36558 | 19-20 | 36558
28 | Providing impervious coat to exposed RCC Roof Slab surface with CM (1:3) 20mm thick ncluding cost and conveyance of all material and labour charges etc., complete |  |  |  |  | 0 | Sqm | 357.62 | 0 |  |  | 20-21 | 0
16 | impervious coat over roof slab-20mm |  |  |  |  | 0 | Sqm | 380.75 | 0 |  |  | 21-22 | 0
16 | impervious coat over roof slab-20mm |  |  |  |  | 0 | Sqm | 405.78 | 0 |  |  | 22-23 | 0
16 | PCC M25 Nominal mix (Cement: Sand: Metal) using 20mm size graded material including cost and conveyance of all material and labour charges etc., complete for Steps |  |  |  |  | 0 | Cum | 4946.17 | 0 | 0 | 0 | 19-20 | 0
15 | PCC M25 for Steps |  |  |  |  | 0 | Cum | 5115.52 | 0 |  |  | 20-21 | 0
15 | PCC M25 for Steps |  |  |  |  | 0 | Cum | 5349.07 | 0 |  |  | 21-22 | 0
15 | PCC M25 for Steps |  |  |  |  | 0 | Cum | 5601.67 | 0 |  |  | 22-23 | 0
16 | RR Masonary in CM (1:6) for basement |  |  |  |  | 0 | Cum | 3154.94 | 0 | 0 | 0 | 19-20 | 0
16 | RR Masonary in CM (1:6) for basement |  |  |  |  | 0 | Cum | 3350.54 | 0 |  |  | 20-21 | 0
16 | RR Masonary in CM (1:6) for basement |  |  |  |  | 0 | Cum | 3615.16 | 0 |  |  | 21-22 | 0
16 | RR Masonary in CM (1:6) for basement |  |  |  |  | 0 | Cum | 3828.35 | 0 |  |  | 22-23 | 0
17 | Brick Masonary for Superstructure with CM (1:8) proportion using 2nd class traditional bricks including c/c of all materials like Cement, Sand, Bricks, water etc including labour charges etc. complete | 15.14 | Cum | 5164.21 | 78186 | 22.57 | Cum | 5588.95 | 126143 | 47957 | 0 | 19-20 | -47957
28 | Brick Masonary for Superstructure with CM (1:8) proportion using 2nd class traditional bricks including c/c of all materials like Cement, Sand, Bricks, water etc including labour charges etc. complete |  |  |  |  | 0 | Cum | 5751.77 | 0 |  |  | 20-21 | 0
29 | Brick masonery in CM (1:8) for basement |  |  |  |  | 0 | Cum | 6154.11 | 0 |  |  | 21-22 | 0
18 | Brick masonery in CM (1:8) for basement |  |  |  |  | 0 | Cum | 6869.83 | 0 |  |  | 22-23 | 0
18 | Brick Masonary for Superstructure with CM (1:6) proportion using 2nd class traditional bricks including c/c of all materials like Cement, Sand, Bricks, water etc including labour charges etc. complete | 25.86 | Cum | 5599.73 | 144809 | 17.52 | Cum | 5645.35 | 98907 | 0 | 45902 | 19-20 | 45902
31 | Brick Masonary for Superstructure with CM (1:6) proportion using 2nd class traditional bricks including c/c of all materials like Cement, Sand, Bricks, water etc including labour charges etc. complete |  |  |  |  | 0 | Cum | 5808.17 | 0 |  |  | 20-21 | 0
29 | Brick masonery in CM (1:6) for superstructure |  |  |  |  | 0 | Cum | 6210.51 | 0 |  |  | 21-22 | 0
33 | Brick Masonary for Superstructure with CM (1:6) proportion using 2nd class traditional bricks including c/c of all materials like Cement, Sand, Bricks, water etc including labour charges etc. complete |  |  |  |  | 0 | Cum | 6926.23 | 0 |  |  | 22-23 | 0
19 | Reinforced Brick Masonry for partition walls (11.0 cm thick) in CM (1:6) prop. (Cement : Sand) using common burnt clay bricks including cost and conveyance of all materials etc., complete | 95.46 | Sqm | 7008.91 | 66907 | 78.33 | Sqm | 710.66 | 55666 | 0 | 11241 | 19-20 | 11241
33 | Reinforced Brick Masonry for partition walls (11.0 cm thick) in CM (1:6) prop. (Cement : Sand) using common burnt clay bricks including cost and conveyance of all materials etc., complete |  |  |  |  | 0 | Sqm | 732.88 | 0 |  |  | 20-21 | 0
23 | RBM for partition walls (11.5 cm thick) |  |  |  |  | 0 | Sqm | 782.58 | 0 |  |  | 21-22 | 0
35 | Reinforced Brick Masonry for partition walls (11.0 cm thick) in CM (1:6) prop. (Cement : Sand) using common burnt clay bricks including cost and conveyance of all materials etc., complete |  |  |  |  | 0 | Sqm | 865.32 | 0 |  |  | 22-23 | 0
21 | Fly ash cement bricks |  |  |  |  | 0 | Sqm | 5224.74 | 0 | 0 | 0 | 19-20 | 0
21 | Fly ash cement bricks |  |  |  |  | 0 | Sqm | 5403.93 | 0 |  |  | 20-21 | 0
21 | Fly ash cement bricks |  |  |  |  | 0 | Sqm | 5899.35 | 0 |  |  | 21-22 | 0
21 | Fly ash cement bricks |  |  |  |  | 0 | Sqm | 6281.37 | 0 |  |  | 22-23 | 0
18 | RCM facia 5cm thick in CM (1:3) for drop walls, fins with rabbit wire mesh & nominal reinforcement |  |  |  |  | 0 | Sqm | 1815.79 | 0 | 0 | 0 | 19-20 | 0
18 | RCM drop wall |  |  |  |  | 0 | Sqm | 1966.77 | 0 |  |  | 20-21 | 0
18 | RCM drop wall |  |  |  |  | 0 | Sqm | 2093.16 | 0 |  |  | 21-22 | 0
18 | RCM drop wall |  |  |  |  | 0 | Sqm | 2232.97 | 0 |  |  | 22-23 | 0
20 | Ceiling Plastering to Ceiling in CM (1:3) 12mm thick with dubara sponge finishing including c/c of all materials including labour charges such as mixing cement mortar and curing etc complete for finished item of work (APSS 901 & 903) |  |  |  | 0 | 134.56 | Sqm | 264.94 | 35650 | 35650 | 0 | 19-20 | -35650
34 | Ceiling Plastering to Ceiling in CM (1:3) 12mm thick with dubara sponge finishing including c/c of all materials including labour charges such as mixing cement mortar and curing etc complete for finished item of work (APSS 901 & 903) |  |  |  |  | 0 | Sqm | 284 | 0 |  |  | 20-21 | 0
32 | Ornamental Plastering 12mm thick to ceiling |  |  |  |  | 0 | Sqm | 300.93 | 0 |  |  | 21-22 | 0
23 | Ornamental Plastering 12mm thick to ceiling |  |  |  |  | 0 | Sqm | 318.2 | 0 |  |  | 22-23 | 0
22 | Plastering 12mm thick inside in single coats |  |  |  |  | 0 | Sqm | 242.02 | 0 | 0 | 0 | 19-20 | 0
22 | Plastering 12mm thick inside in single coats |  |  |  |  | 0 | Sqm | 261.07 | 0 |  |  | 20-21 | 0
35 | Plastering 12mm thick inside in single coats |  |  |  |  | 0 | Sqm | 277.43 | 0 |  |  | 21-22 | 0
22 | Plastering 12mm thick inside in single coats |  |  |  |  | 0 | Sqm | 294.71 | 0 |  |  | 22-23 | 0
21 | Plastering in CM (1:5) 20mm thick single coat including c/c of all materials including all operational, incidental and labour charges such as mixing cement mortar and curing etc complete for finished item of work (APSS 901, 903 & 904) |  |  |  |  | 0 | Sqm | 259.87 | 0 | 0 | 0 | 19-20 | 0
23 | Plastering 20mm thick single coat |  |  |  |  | 0 | Sqm | 279.49 | 0 |  |  | 20-21 | 0
23 | Plastering 20mm thick single coat |  |  |  |  | 0 | Sqm | 297.13 | 0 |  |  | 21-22 | 0
23 | Plastering 20mm thick single coat |  |  |  |  | 0 | Sqm | 314.9 | 0 |  |  | 22-23 | 0
21 | Plastering to brick masonary wall with 12mm thick double coat in CM (1:5) 8 mm thick base coat and CM (1:3) of 4mm thick top coat with dubara sponge finish etc., complete | 317.96 | Sqm | 238.44 | 75814 | 263.18 | Sqm | 317.8 | 83639 | 7825 | 0 | 19-20 | -7825
37 | Plastering to brick masonary wall with 12mm thick double coat in CM (1:5) 8 mm thick base coat and CM (1:3) of 4mm thick top coat with dubara sponge finish etc., complete |  |  |  |  | 0 | Sqm | 343.65 | 0 |  |  | 20-21 | 0
34 | Plastering 12mm thick double coat |  |  |  |  | 0 | Sqm | 364.75 | 0 |  |  | 21-22 | 0
25 | Plastering 12mm thick double coat |  |  |  |  | 0 | Sqm | 388.21 | 0 |  |  | 22-23 | 0
22 | Plastering to brick masonary wall with 20mm thick double coat in CM (1:6) 16 mm thick base coat and CM (1:4) of 4mm thick top coat with dubara sponge finish etc., complete | 314.58 | Sqm | 251.17 | 79013 | 125.81 | Sqm | 331.15 | 41662 | 0 | 37351 | 19-20 | 37351
39 | Plastering to brick masonary wall with 20mm thick double coat in CM (1:6) 16 mm thick base coat and CM (1:4) of 4mm thick top coat with dubara sponge finish etc., complete |  |  |  |  | 0 | Sqm | 357.58 | 0 |  |  | 20-21 | 0
36 | Plastering 20mm thick double coat |  |  |  |  | 0 | Sqm | 380.06 | 0 |  |  | 21-22 | 0
39 | Plastering to brick masonary wall with 20mm thick double coat in CM (1:6) 16 mm thick base coat and CM (1:4) of 4mm thick top coat with dubara sponge finish etc., complete |  |  |  |  | 0 | Sqm | 404.02 | 0 |  |  | 22-23 | 0
23 | Flooring with Porcelain Vitrified tiles stain free double charged including c/c of all materials like Cement, Sand and Water and tiles etc complete including labour charges etc complete for finished item of work | 75.93 | Sqm | 975.47 | 74067 | 0 | Sqm | 991.04 | 0 | 0 | 74067 | 19-20 | 74067
41 | Flooring with Porcelain Vitrified tiles stain free double charged including c/c of all materials like Cement, Sand and Water and tiles etc complete including labour charges etc complete for finished item of work |  |  |  |  | 0 | Sqm | 1019.43 | 0 |  |  | 20-21 | 0
29 | Flooring with vitrified tiles |  |  |  |  | 0 | Sqm | 1041.26 | 0 |  |  | 21-22 | 0
25 | Flooring with vitrified tiles |  |  |  |  | 0 | Sqm | 1067.36 | 0 |  |  | 22-23 | 0
23 | Providing Skirting to internal walls to 15cm height / risers of steps with Porcelain Vitrified tiles including c/c of materials like Cement, Sand and Water and tiles etc complete for finished item of work |  |  |  | 0 | 0 | Sqm | 986.97 | 0 | 0 | 0 | 19-20 | 0
42 | Providing Skirting to internal walls to 15cm height / risers of steps with Porcelain Vitrified tiles including c/c of materials like Cement, Sand and Water and tiles etc complete for finished item of work |  |  |  |  | 0 | Sqm | 1015.1 | 0 |  |  | 20-21 | 0
31 | Providing skirting to vitrified tiles |  |  |  |  | 0 | Sqm | 1036.32 | 0 |  |  | 21-22 | 0
26 | Providing skirting to vitrified tiles |  |  |  |  | 0 | Sqm | 1062.03 | 0 |  |  | 22-23 | 0
24 | Flooring with high polished granite 16 to 18 mm mm thick slabs other than black set over base coat of cement mortar (1:8) including c/c of materials like Cement, Sand and Water and tiles etc complete for finished item of work |  |  |  |  | 0 | sqm | 2828.1 | 0 | 273067 | 0 | 19-20 | 0
34 | Flooring with Granite stones |  |  |  |  | 0 | sqm | 2886.61 | 0 |  |  | 20-21 | 0
32 | Flooring with Granite stones |  |  |  |  | 0 | sqm | 2942.62 | 0 |  |  | 21-22 | 0
24 | Flooring with high polished granite 16 to 18 mm thick slabs other than black set over base coat of cement mortar (1:8) including labour charges for dressing of tilesetc., complete for finished item of work, |  |  |  |  | 87.66 | sqm | 3115.07 | 273067 |  |  | 22-23 | -273067
25 | Providing skirting to internal walls to 15 cm height/risers of steps with 16-18 mm thick polished granite stone including c/c of materials like Cement, Sand and Water and tiles etc complete for finished item of work |  |  |  |  | 0 | Sqm | 2667.63 | 0 | 19554 | 0 | 19-20 | 0
34 | skirting to internal walls with Granite stones |  |  |  |  | 0 | Sqm | 2708.07 | 0 |  |  | 20-21 | 0
33 | skirting to internal walls with Granite stones |  |  |  |  | 0 | Sqm | 2747.34 | 0 |  |  | 21-22 | 0
25 | Providing skirting to internal walls to 15 cm height/risers of steps with 16-18 mm thick polished granite stone length equal to flooring stones,including cost of all materials like tiles, cement, sand and water etc., complete |  |  |  |  | 6.73 | Sqm | 2905.43 | 19554 |  |  | 22-23 | -19554
42 | Flooring with Terrazo tiles |  |  |  |  | 0 | Sqm | 605.58 | 0 | 0 | 0 | 19-20 | 0
43 | Flooring with chequrred terrazzo tiles of 22 mm thick (medium shade) set over base coat of cement mortar (1:6) 12 mm thick |  |  |  |  | 0 | Sqm | 646.33 | 0 |  |  | 20-21 | 0
42 | Flooring with Terrazo tiles |  |  |  |  | 0 | Sqm | 653.95 | 0 |  |  | 21-22 | 0
42 | Flooring with Terrazo tiles |  |  |  |  | 0 | Sqm | 744.7 | 0 |  |  | 22-23 | 0
43 | skirting to internal walls with Terrazo tiles |  |  |  |  | 0 | Sqm | 623.67 | 0 | 0 | 0 | 19-20 | 0
44 | Providing skirting to internal walls to 15 cm height/risers of steps with chequrred terrazzo tiles |  |  |  |  | 0 | Sqm | 651.8 | 0 |  |  | 20-21 | 0
43 | skirting to internal walls with Terrazo tiles |  |  |  |  | 0 | Sqm | 673.02 | 0 |  |  | 21-22 | 0
43 | skirting to internal walls with Terrazo tiles |  |  |  |  | 0 | Sqm | 750.18 | 0 |  |  | 22-23 | 0
26 | Flooring with Ceramic non skid tiles of not less than 7-8mm thick 1st quality laid over floor bed including c/c of materials like Cement, Sand and Water and tiles etc complete for finished item of work |  |  |  | 0 | 0 | Sqm | 726.78 | 0 | 3368 | 0 | 19-20 | 0
35 | Flooring with Ceramic non skid tiles |  |  |  |  | 0 | Sqm | 754.91 | 0 |  |  | 20-21 | 0
31 | Flooring with Ceramic non skid tiles |  |  |  |  | 0 | Sqm | 776.13 | 0 |  |  | 21-22 | 0
26 | Flooring with Ceramic non skid tiles |  |  |  |  | 4.2 | Sqm | 801.83 | 3368 |  |  | 22-23 | -3368
27 | Providing Daddooing to walls with 5 to 7mm thick Glazed Ceramic wall tiles of 1st quality of 6mm thick including c/c of materials like Cement, Sand and Water and tiles etc complete for finished item of work |  |  |  | 0 | 0 | Sqm | 487.61 | 0 | 9156 | 0 | 19-20 | 0
32 | Dadoing with Glazed tiles |  |  |  |  | 0 | Sqm | 496.21 | 0 |  |  | 20-21 | 0
32 | Dadoing with Glazed tiles |  |  |  |  | 0 | Sqm | 503.67 | 0 |  |  | 21-22 | 0
27 | Dadoing with Glazed tiles |  |  |  |  | 17.67 | Sqm | 518.15 | 9156 |  |  | 22-23 | -9156
28 | Flooring with pressed clay flooring tiles, set over base coat of cement mortar (1:8) 12 mm thick over CC bed already laid |  |  |  |  | 0 | Sqm | 911.63 | 0 | 0 | 0 | 19-20 | 0
26 | Pressed floor tiles |  |  |  |  | 0 | Sqm | 950.67 | 0 |  |  | 20-21 | 0
41 | Pressed floor tiles |  |  |  |  | 0 | Sqm | 981.79 | 0 |  |  | 21-22 | 0
26 | Pressed floor tiles |  |  |  |  | 0 | Sqm | 1017.93 | 0 |  |  | 22-23 | 0
| Precasted blocks for flooring |  |  |  |  | 0 | Sqm | 489 | 0 | 0 | 0 | 19-20 | 0
| Precasted blocks for flooring |  |  |  |  | 0 | Sqm | 489 | 0 |  |  | 20-21 | 0
| Precasted blocks for flooring |  |  |  |  | 0 | Sqm | 510 | 0 |  |  | 21-22 | 0
| Precasted blocks for flooring |  |  |  |  | 0 | Sqm | 610 | 0 |  |  | 22-23 | 0
29 | Gronolithie Concrete Flooring 20 mm thick with (1:1:2), using 6mm to 12 mm size hard granite machine including cost of all materials like cement, metal, sand and water etc., complete |  | Sqm | 273.87 | 0 | 0 | Sqm | 288.71 | 0 | 0 | 0 | 19-20 | 0
| Gronolithic flooring |  |  |  |  | 0 | Sqm | 309.07 | 0 |  |  | 20-21 | 0
| Gronolithic flooring |  |  |  |  | 0 | Sqm | 325.58 | 0 |  |  | 21-22 | 0
| Gronolithic flooring |  |  |  |  | 0 | Sqm | 345.47 | 0 |  |  | 22-23 | 0
30 | White washing one coat with whiting |  |  |  |  | 0 | Sqm | 19.87 | 0 | 0 | 0 | 19-20 | 0
30 | White washing one coat with whiting |  |  |  |  | 0 | Sqm | 21.19 | 0 |  |  | 20-21 | 0
30 | White washing one coat with whiting |  |  |  |  | 0 | Sqm | 22.35 | 0 |  |  | 21-22 | 0
30 | White washing one coat with whiting |  |  |  |  | 0 | Sqm | 24.05 | 0 |  |  | 22-23 | 0
29 | Providing and applying Wall putty of White Cement or Polymer or Cement based of average 1 to 2 mm thickness including all labour charges etc., complete |  |  |  | 0 | 0 | Sqm | 148.07 | 0 | 43290 | 0 | 19-20 | 0
42 | Providing and applying Wall putty |  |  |  |  | 0 | Sqm | 155.29 | 0 |  |  | 20-21 | 0
39 | Providing and applying Wall putty |  |  |  |  | 0 | Sqm | 160.76 | 0 |  |  | 21-22 | 0
28 | Providing and applying Wall putty of White Cement or Polymer or Cement based of average 1 to 2 mm thickness including all labour charges etc., complete |  |  |  |  | 249.18 | Sqm | 173.73 | 43290 |  |  | 22-23 | -43290
30 | Painting to new walls with 2 coats of acrylic Emulsion paint Asian or equivalent and shade over Priming coat including all labour charges etc., complete for internal wall |  |  |  | 0 | 0 | Sqm | 122.02 | 0 | 0 | 0 | 19-20 | 0
43 | Painting with Emulsion paint for inernal walls GF |  |  |  |  | 0 | Sqm | 129.35 | 0 |  |  | 20-21 | 0
40 | Painting with Emulsion paint for inernal walls GF |  |  |  |  | 0 | Sqm | 134.97 | 0 |  |  | 21-22 | 0
30 | Painting to new walls with 2 coats of acrylic Emulsion paint Asian or equivalent and shade over Priming coat including all labour charges etc., complete for internal wall |  |  |  |  | 0 | Sqm | 146.82 | 0 |  |  | 22-23 | 0
31 | Painting to new walls with 2 coats of acrylic Emulsion paint Asian or equivalent and shade over Priming coat including all labour charges etc., complete for external wall |  |  |  | 0 | 0 | Sqm | 166.22 | 0 | 0 | 0 | 19-20 | 0
44 | Painting with Emulsion paint for external walls GF |  |  |  |  | 0 | Sqm | 177.63 | 0 |  |  | 20-21 | 0
39 | Painting with Emulsion paint for external walls GF |  |  |  |  | 0 | Sqm | 186.27 | 0 |  |  | 21-22 | 0
46 | Painting to new walls with 2 coats of acrylic Emulsion paint Asian or equivalent and shade over Priming coat including all labour charges etc., complete for external wall |  |  |  |  | 0 | Sqm | 200.84 | 0 |  |  | 22-23 | 0
30 | Supply & applying Poly-Urethane Water Proof Polish |  |  |  |  | 0 | Sqm | 786.87 | 0 | 0 | 0 | 19-20 | 0
30 | Supply & applying Poly-Urethane Water Proof Polish |  |  |  |  | 0 | Sqm | 849.67 | 0 |  |  | 20-21 | 0
30 | Supply & applying Poly-Urethane Water Proof Polish |  |  |  |  | 0 | Sqm | 897.27 | 0 |  |  | 21-22 | 0
30 | Supply & applying Poly-Urethane Water Proof Polish |  |  |  |  | 0 | Sqm | 968.78 | 0 |  |  | 22-23 | 0
36 | Supply & fixing of Rolling shutter made of 80 x 1.25 mm machine rolled CRCA laths, interlocked together through their entire length and jointed together at the ends by endlocks |  | Sqm | 51205 | 0 | 0 | Sqm | 3198 | 0 | 0 | 0 | 19-20 | 0
44 | Cost, Supply and Fixing of rolling shutter to Godown |  |  |  |  | 0 | Sqm | 3198 | 0 |  |  | 20-21 | 0
41 | Cost, Supply and Fixing of rolling shutter to Godown |  |  |  |  | 0 | Sqm | 3500 | 0 |  |  | 21-22 | 0
37 | Supply & fixing of Rolling shutter made of 80 x 1.25 mm machine rolled CRCA laths, interlocked together through their entire length and jointed together at the ends by endlocks |  |  |  |  | 0 | Sqm | 4025 | 0 |  |  | 22-23 | 0
38 | Painting New Wood / iron work with Two coats of ready mixed Synthatic Enamil paint including all labour charges etc., complete |  | Sqm | 133.92 | 0 | 0 | Sqm | 172.75 | 0 | 0 | 0 | 19-20 | 0
32 | Painting New Wood / iron work with Two coats of ready mixed Synthatic Enamil paint |  |  |  |  | 0 | Sqm | 132.55 | 0 |  |  | 20-21 | 0
32 | Painting New Wood / iron work with Two coats of ready mixed Synthatic Enamil paint |  |  |  |  | 0 | Sqm | 137.6 | 0 |  |  | 21-22 | 0
47 | Painting New Wood / iron work with Two coats of ready mixed Synthatic Enamil paint |  |  |  |  | 0 | Sqm | 149.86 | 0 |  |  | 22-23 | 0
| Painting, Lettering and Picturing to walls |  |  |  |  | 0 | Sqm | 630 | 0 | 0 | 0 | 19-20 | 0
| Painting, Lettering and Picturing to walls |  |  |  |  | 0 | Sqm | 630 | 0 |  |  | 20-21 | 0
| Painting, Lettering and Picturing to walls |  |  |  |  | 0 | Sqm | 630 | 0 |  |  | 21-22 | 0
45 | Painting, Lettering and Picturing to walls |  |  |  |  | 0 | Sqm | 630 | 0 |  |  | 22-23 | 0
32 | 1200mm dia 2" thick Precasted rcc hume rings |  |  |  |  | 0 | No | 666.66 | 0 | 0 | 0 | 19-20 | 0
32 | 1200mm dia 2" thick Precasted rcc hume rings |  |  |  |  | 0 | No | 666.66 | 0 |  |  | 20-21 | 0
32 | 1200mm dia 2" thick Precasted rcc hume rings |  |  |  |  | 0 | No | 733.33 | 0 |  |  | 21-22 | 0
48 | 1200mm dia 2" thick Precasted rcc hume rings |  |  |  |  | 0 | No | 808 | 0 |  |  | 22-23 | 0
32 | 900mm dia 2" thick Precasted rcc hume rings |  |  |  |  | 0 | No | 500 | 0 | 0 | 0 | 19-20 | 0
32 | 900mm dia 2" thick Precasted rcc hume rings |  |  |  |  | 0 | No | 500 | 0 |  |  | 20-21 | 0
32 | 900mm dia 2" thick Precasted rcc hume rings |  |  |  |  | 0 | No | 550 | 0 |  |  | 21-22 | 0
32 | 900mm dia 2" thick Precasted rcc hume rings |  |  |  |  | 0 | No | 606 | 0 |  |  | 22-23 | 0
50 | Precasted hume ring slab |  |  |  |  | 0 | No | 130 | 0 | 0 | 0 | 19-20 | 0
50 | Precasted hume ring slab |  |  |  |  | 0 | No | 130 | 0 |  |  | 20-21 | 0
50 | Precasted hume ring slab |  |  |  |  | 0 | No | 143 | 0 |  |  | 21-22 | 0
49 | Precasted hume ring slab |  |  |  |  | 0 | No | 157 | 0 |  |  | 22-23 | 0
29 | Supplying, fitting & placing HYSD fe-500 bar reinforcement in foundation complete including labour charges for cutting, bending etc., complete | 4.5 | Kg | 54355 | 244598 | 4.25 | MT | 62198.5 | 264344 | 19746 | 0 | 19-20 | -19746
46 | Supplying, fitting & placing HYSD fe-500 bar reinforcement in foundation complete including labour charges for cutting, bending etc., complete |  |  |  |  | 0 | MT | 62385 | 0 |  |  | 20-21 | 0
47 | Cost of steel |  |  |  |  | 0 | MT | 79809.5 | 0 |  |  | 21-22 | 0
43 | Supplying, fitting & placing HYSD fe-500 bar reinforcement in foundation complete including labour charges for cutting, bending etc., complete |  |  |  |  | 0 | MT | 92466 | 0 |  |  | 22-23 | 0
40 | Supplying & fixing of Iron Doors and Windows Grills including labour charges for fabricating steel including cost of welding rods, power charges & fixing the grill in position etc complete |  | kgs | 51205 | 0 |  |  |  | 0 | 0 | 0 | 19-20 | 0
| Construction of First Floor | [7 empty] | 0 |  |  | 19-20
41 | RCC M25 Nominal mix (Cement: Sand: Metal) using 20mm size graded material including cost and conveyance of all material and labour charges etc., complete for Columns |  | Cum | 9147.942 | 0 | 0 | Cum | 9806.81 | 0 | 0 | 0 | 19-20 | 0
35 | VRCC M25 design mix Concrete for Columns |  |  |  |  | 0 | Cum | 10177.17 | 0 |  |  | 20-21 | 0
35 | VRCC M25 design mix Concrete for Columns |  |  |  |  | 0 | Cum | 10761.36 | 0 |  |  | 21-22 | 0
35 | VRCC M25 design mix Concrete for Columns |  |  |  |  | 0 | Cum | 11192.01 | 0 |  |  | 22-23 | 0
42 | RCC M25 Nominal mix (Cement: Sand: Metal) using 20mm size graded material including cost and conveyance of all material and labour charges etc., complete for Roof beam |  | Cum | 8812.968 | 0 | 0 | Cum | 9468.13 | 0 | 0 | 0 | 19-20 | 0
51 | VRCC M25 design mix Concrete for Beams |  |  |  |  | 0 | Cum | 9694.16 | 0 |  |  | 20-21 | 0
36 | VRCC M25 design mix Concrete for Beams |  |  |  |  | 0 | Cum | 10194.73 | 0 |  |  | 21-22 | 0
36 | VRCC M25 design mix Concrete for Beams |  |  |  |  | 0 | Cum | 10490.18 | 0 |  |  | 22-23 | 0
43 | RCC M25 Nominal mix (Cement: Sand: Metal) using 20mm size graded material including cost and conveyance of all material and labour charges etc., complete for Roof slab 125mm |  | Sqm | 1150.248 | 0 | 0 | Sqm | 1231.97 | 0 | 0 | 0 | 19-20 | 0
53 | VRCC M25 design mix Concrete for Slab 125mm |  |  |  |  | 0 | Sqm | 1269.73 | 0 |  |  | 20-21 | 0
37 | VRCC M25 design mix Concrete for Slab 125mm |  |  |  |  | 0 | Sqm | 1350.57 | 0 |  |  | 21-22 | 0
37 | VRCC M25 design mix Concrete for Slab 125mm |  |  |  |  | 0 | Sqm | 1395.89 | 0 |  |  | 22-23 | 0
26 | VRCC M25 design mix Concrete for Slab 100mm |  |  |  |  | 0 | Sqm | 1107.81 | 0 | 0 | 0 | 19-20 | 0
26 | VRCC M25 design mix Concrete for Slab 100mm |  |  |  |  | 0 | Sqm | 1140.19 | 0 |  |  | 20-21 | 0
26 | VRCC M25 design mix Concrete for Slab 100mm |  |  |  |  | 0 | Sqm | 1214.83 | 0 |  |  | 21-22 | 0
26 | VRCC M25 design mix Concrete for Slab 100mm |  |  |  |  | 0 | Sqm | 1253.01 | 0 |  |  | 22-23 | 0
44 | RCC M25 Nominal mix (Cement: Sand: Metal) using 20mm size graded material including cost and conveyance of all material and labour charges etc., complete for Roof slab 150mm |  | Sqm | 1641.8836 | 0 | 0 | Sqm | 1356.12 | 0 | 0 | 0 | 19-20 | 0
55 | VRCC M25 design mix Concrete for Slab 150mm |  |  |  |  | 0 | Sqm | 1399.27 | 0 |  |  | 20-21 | 0
38 | VRCC M25 design mix Concrete for Slab 150mm |  |  |  |  | 0 | Sqm | 1486.3 | 0 |  |  | 21-22 | 0
38 | VRCC M25 design mix Concrete for Slab 150mm |  |  |  |  | 0 | Sqm | 1538.77 | 0 |  |  | 22-23 | 0
58 | VRCC M25 design mix Concrete for Slab 50mm |  |  |  |  | 0 | Sqm | 608.35 | 0 | 0 | 0 | 19-20 | 0
58 | VRCC M25 design mix Concrete for Slab 50mm |  |  |  |  | 0 | Sqm | 629.79 | 0 |  |  | 20-21 | 0
58 | VRCC M25 design mix Concrete for Slab 50mm |  |  |  |  | 0 | Sqm | 670.91 | 0 |  |  | 21-22 | 0
58 | VRCC M25 design mix Concrete for Slab 50mm |  |  |  |  | 0 | Sqm | 694.54 | 0 |  |  | 22-23 | 0
58 | VRCC M25 design mix Concrete for Slab 25mm |  |  |  |  | 0 | Sqm | 485.58 | 0 | 0 | 0 | 19-20 | 0
58 | VRCC M25 design mix Concrete for Slab 25mm |  |  |  |  | 0 | Sqm | 501.74 | 0 |  |  | 20-21 | 0
58 | VRCC M25 design mix Concrete for Slab 25mm |  |  |  |  | 0 | Sqm | 536.78 | 0 |  |  | 21-22 | 0
58 | VRCC M25 design mix Concrete for Slab 25mm |  |  |  |  | 0 | Sqm | 553.39 | 0 |  |  | 22-23 | 0
45 | RCC M25 Nominal mix (Cement: Sand: Metal) using 20mm size graded material including cost and conveyance of all material and labour charges etc., complete for Lintels |  | Cum | 9189.642 | 0 | 0 | Cum | 9842.01 | 0 | 0 | 0 | 19-20 | 0
57 | VRCC M25 design mix Concrete for Lintels |  |  |  |  | 0 | Cum | 10212.37 | 0 |  |  | 20-21 | 0
54 | VRCC M25 design mix Concrete for Lintels |  |  |  |  | 0 | Cum | 10781.86 | 0 |  |  | 21-22 | 0
54 | VRCC M25 design mix Concrete for Lintels |  |  |  |  | 0 | Cum | 11212.51 | 0 |  |  | 22-23 | 0
46 | RCC M25 Nominal mix (Cement: Sand: Metal) using 20mm size graded material including cost and conveyance of all material and labour charges etc., complete for Sunshade |  | Rm | 807.648 | 0 | 0 | Rm | 568.35 | 0 | 0 | 0 | 19-20 | 0
59 | VRCC M25 design mix Concrete for Sunshades |  |  |  |  | 0 | Rm | 582.94 | 0 |  |  | 20-21 | 0
56 | VRCC M25 design mix Concrete for Sunshades |  |  |  |  | 0 | Rm | 613.88 | 0 |  |  | 21-22 | 0
56 | VRCC M25 design mix Concrete for Sunshades |  |  |  |  | 0 | Rm | 630.35 | 0 |  |  | 22-23 | 0
55 | impervious coat over roof slab-12mm |  |  |  |  | 0 | Sqm | 278.81 | 0 | 0 | 0 | 19-20 | 0
60 | impervious coat over roof slab-12mm |  |  |  |  | 0 | Sqm | 300.63 | 0 |  |  | 20-21 | 0
41 | impervious coat over roof slab-12mm |  |  |  |  | 0 | Sqm | 319.08 | 0 |  |  | 21-22 | 0
41 | impervious coat over roof slab-12mm |  |  |  |  | 0 | Sqm | 339.16 | 0 |  |  | 22-23 | 0
47 | Providing impervious coat to exposed RCC Roof Slab surface with CM (1:3) 20mm thick including cost and conveyance of all material and labour charges etc., complete |  | Sqm | 368.35 | 0 | 0 | Sqm | 356.32 | 0 | 0 | 0 | 19-20 | 0
61 | impervious coat over roof slab-20mm |  |  |  |  | 0 | Sqm | 385.97 | 0 |  |  | 20-21 | 0
61 | impervious coat over roof slab-20mm |  |  |  |  | 0 | Sqm | 410.82 | 0 |  |  | 21-22 | 0
61 | impervious coat over roof slab-20mm |  |  |  |  | 0 | Sqm | 438.06 | 0 |  |  | 22-23 | 0
48 | Brick Masonary for Superstructure with CM (1:6) proportion using 2nd class traditional bricks including c/c of all materials like Cement, Sand, Bricks, water etc including labour charges etc. complete |  | Cum | 5819.67 | 0 | 0 | Cum | 5961.27 | 0 | 0 | 0 | 19-20 | 0
63 | Brick masonery in CM (1:6) for superstructure |  |  |  |  | 0 | Cum | 6135.09 | 0 |  |  | 20-21 | 0
60 | Brick masonery in CM (1:6) for superstructure |  |  |  |  | 0 | Cum | 6558.3 | 0 |  |  | 21-22 | 0
60 | Brick masonery in CM (1:6) for superstructure |  |  |  |  | 0 | Cum | 7283.96 | 0 |  |  | 22-23 | 0
30 | Brick masonery in CM (1:8) for basement |  |  |  |  | 0 | Cum | 5904.87 | 0 | 0 | 0 | 19-20 | 0
30 | Brick masonery in CM (1:8) for basement |  |  |  |  | 0 | Cum | 6078.69 | 0 |  |  | 20-21 | 0
30 | Brick masonery in CM (1:8) for basement |  |  |  |  | 0 | Cum | 6501.9 | 0 |  |  | 21-22 | 0
30 | Brick masonery in CM (1:8) for basement |  |  |  |  | 0 | Cum | 7227.56 | 0 |  |  | 22-23 | 0
49 | Reinforced Brick Masonry for partition walls (11.0 cm thick) in CM (1:6) prop. (Cement : Sand) using common burnt clay bricks including cost and conveyance of all materials etc., complete |  | Sqm | 7462.23 | 0 | 0 | Sqm | 767.73 | 0 | 0 | 0 | 19-20 | 0
65 | Reinforced Brick Masonry for partition walls (11.5 cm thick) i |  |  |  |  | 0 | Sqm | 791.59 | 0 |  |  | 20-21 | 0
62 | Reinforced Brick Masonry for partition walls (11.5 cm thick) i |  |  |  |  | 0 | Sqm | 845.07 | 0 |  |  | 21-22 | 0
62 | Reinforced Brick Masonry for partition walls (11.5 cm thick) i |  |  |  |  | 0 | Sqm | 929.28 | 0 |  |  | 22-23 | 0
22 | Fly ash cement bricks |  |  |  |  | 0 | Sqm | 5604.44 | 0 | 0 | 0 | 19-20 | 0
22 | Fly ash cement bricks |  |  |  |  | 0 | Sqm | 5800.61 | 0 |  |  | 20-21 | 0
22 | Fly ash cement bricks |  |  |  |  | 0 | Sqm | 6321.16 | 0 |  |  | 21-22 | 0
22 | Fly ash cement bricks |  |  |  |  | 0 | Sqm | 6718.55 | 0 |  |  | 22-23 | 0
23 | RCM drop wall |  |  |  |  | 0 | Sqm | 1906.95 | 0 | 0 | 0 | 19-20 | 0
23 | RCM drop wall |  |  |  |  | 0 | Sqm | 2066.33 | 0 |  |  | 20-21 | 0
23 | RCM drop wall |  |  |  |  | 0 | Sqm | 2199.03 | 0 |  |  | 21-22 | 0
23 | RCM drop wall |  |  |  |  | 0 | Sqm | 2346.34 | 0 |  |  | 22-23 | 0
50 | Ceiling Plastering to Ceiling in CM (1:3) 12mm thick with dubara sponge finishing including c/c of all materials including labour charges such as mixing cement mortar and curing etc complete for finished item of work (APSS 901 & 903) |  | Sqm | 283.68 | 0 | 0 | Sqm | 292.7 | 0 | 0 | 0 | 19-20 | 0
67 | Ornamental Plastering 12mm thick to ceiling |  |  |  |  | 0 | Sqm | 313.52 | 0 |  |  | 20-21 | 0
57 | Ornamental Plastering 12mm thick to ceiling |  |  |  |  | 0 | Sqm | 332.3 | 0 |  |  | 21-22 | 0
57 | Ornamental Plastering 12mm thick to ceiling |  |  |  |  | 0 | Sqm | 351.17 | 0 |  |  | 22-23 | 0
57 | Plastering 12mm thick inside in single coats |  |  |  |  | 0 | Sqm | 265.42 | 0 | 0 | 0 | 19-20 | 0
57 | Plastering 12mm thick inside in single coats |  |  |  |  | 0 | Sqm | 286.25 | 0 |  |  | 20-21 | 0
57 | Plastering 12mm thick inside in single coats |  |  |  |  | 0 | Sqm | 304.16 | 0 |  |  | 21-22 | 0
57 | Plastering 12mm thick inside in single coats |  |  |  |  | 0 | Sqm | 323.04 | 0 |  |  | 22-23 | 0
58 | Plastering 20mm thick inside in single coats |  |  |  |  | 0 | Sqm | 283.28 | 0 | 0 | 0 | 19-20 | 0
58 | Plastering 20mm thick inside in single coats |  |  |  |  | 0 | Sqm | 304.66 | 0 |  |  | 20-21 | 0
58 | Plastering 20mm thick inside in single coats |  |  |  |  | 0 | Sqm | 323.85 | 0 |  |  | 21-22 | 0
58 | Plastering 20mm thick inside in single coats |  |  |  |  | 0 | Sqm | 343.23 | 0 |  |  | 22-23 | 0
51 | Plastering to brick masonary wall with 12mm thick double coat in CM (1:5) 8 mm thick base coat and CM (1:3) of 4mm thick top coat with dubara sponge finish etc., complete |  | Sqm | 260.1 | 0 | 0 | Sqm | 348.66 | 0 | 0 | 0 | 19-20 | 0
70 | Plastering 12mm thick double coat |  |  |  |  | 0 | Sqm | 376.98 | 0 |  |  | 20-21 | 0
59 | Plastering 12mm thick double coat |  |  |  |  | 0 | Sqm | 400.13 | 0 |  |  | 21-22 | 0
59 | Plastering 12mm thick double coat |  |  |  |  | 0 | Sqm | 425.82 | 0 |  |  | 22-23 | 0
52 | Plastering to brick masonary wall with 20mm thick double coat in CM (1:6) 16 mm thick base coat and CM (1:4) of 4mm thick top coat with dubara sponge finish etc., complete |  | Sqm | 272.17 | 0 | 0 | Sqm | 362.01 | 0 | 0 | 0 | 19-20 | 0
72 | Plastering 20mm thick double coat |  |  |  |  | 0 | Sqm | 390.9 | 0 |  |  | 20-21 | 0
61 | Plastering 20mm thick double coat |  |  |  |  | 0 | Sqm | 415.44 | 0 |  |  | 21-22 | 0
53 | Plastering to brick masonary wall with 20mm thick double coat in CM (1:6) 16 mm thick base coat and CM (1:4) of 4mm thick top coat with dubara sponge finish etc., complete |  |  |  |  | 0 | Sqm | 441.63 | 0 |  |  | 22-23 | 0
47 | PCC M25 for Steps |  |  |  |  | 0 | Cum | 5049.21 | 0 | 0 | 0 | 19-20 | 0
47 | PCC M25 for Steps |  |  |  |  | 0 | Cum | 5224.62 | 0 |  |  | 20-21 | 0
47 | PCC M25 for Steps |  |  |  |  | 0 | Cum | 5464.2 | 0 |  |  | 21-22 | 0
47 | PCC M25 for Steps |  |  |  |  | 0 | Cum | 5722.81 | 0 |  |  | 22-23 | 0
54 | Flooring with Porcelain Vitrified tiles stain free double charged including c/c of all materials like Cement, Sand and Water and tiles etc complete including labour charges etc complete for finished item of work |  | Sqm | 1003.12 | 0 | 0 | Sqm | 1020.01 | 0 | 0 | 0 | 19-20 | 0
74 | Flooring with vitrified tiles |  |  |  |  | 0 | Sqm | 1051.09 | 0 |  |  | 20-21 | 0
63 | Flooring with vitrified tiles |  |  |  |  | 0 | Sqm | 1074.81 | 0 |  |  | 21-22 | 0
63 | Flooring with vitrified tiles |  |  |  |  | 0 | Sqm | 1103.39 | 0 |  |  | 22-23 | 0
55 | Providing Skirting to internal walls to 15cm height / risers of steps with Porcelain Vitrified tiles including c/c of materials like Cement, Sand and Water and tiles etc complete for finished item of work |  | Sqm | 1008.39 | 0 | 0 | Sqm | 1015.94 | 0 | 0 | 0 | 19-20 | 0
76 | Providing skirting to internal walls to 15 cm height |  |  |  |  | 0 | Sqm | 1046.76 | 0 |  |  | 20-21 | 0
65 | Providing skirting to internal walls to 15 cm height |  |  |  |  | 0 | Sqm | 1069.87 | 0 |  |  | 21-22 | 0
65 | Providing skirting to internal walls to 15 cm height |  |  |  |  | 0 | Sqm | 1098.05 | 0 |  |  | 22-23 | 0
66 | Flooring with Granite stones |  |  |  |  | 0 | sqm | 2881.3 | 0 | 0 | 0 | 19-20 | 0
77 | Flooring with Granite stones |  |  |  |  | 0 | sqm | 2944.91 | 0 |  |  | 20-21 | 0
66 | Flooring with Granite stones |  |  |  |  | 0 | sqm | 3004.62 | 0 |  |  | 21-22 | 0
56 | Flooring with high polished granite 16 to 18 mm thick slabs other than black set over base coat of cement mortar (1:8) including labour charges for dressing of tilesetc., complete for finished item of work, |  |  |  |  | 0 | sqm | 3181.62 | 0 |  |  | 22-23 | 0
67 | Skirting with Granite stones |  |  |  |  | 0 | Sqm | 2704.03 | 0 | 0 | 0 | 19-20 | 0
70 | Skirting with Granite stones |  |  |  |  | 0 | Sqm | 2747.8 | 0 |  |  | 20-21 | 0
67 | Skirting with Granite stones |  |  |  |  | 0 | Sqm | 2789.27 | 0 |  |  | 21-22 | 0
57 | Providing skirting to internal walls to 15 cm height/risers of steps with 16-18 mm thick polished granite stone length equal to flooring stones,including cost of all materials like tiles, cement, sand and water etc., complete |  |  |  |  | 0 | Sqm | 2950.54 | 0 |  |  | 22-23 | 0
71 | Flooring with Terrazo tiles |  |  |  |  | 0 | Sqm | 633.27 | 0 | 0 | 0 | 19-20 | 0
71 | Flooring with Terrazo tiles |  |  |  |  | 0 | Sqm | 677.99 | 0 |  |  | 20-21 | 0
71 | Flooring with Terrazo tiles |  |  |  |  | 0 | Sqm | 686.13 | 0 |  |  | 21-22 | 0
71 | Flooring with Terrazo tiles |  |  |  |  | 0 | Sqm | 780.73 | 0 |  |  | 22-23 | 0
72 | skirting to internal walls with Terrazo tiles |  |  |  |  | 0 | Sqm | 652.64 | 0 | 0 | 0 | 19-20 | 0
72 | skirting to internal walls with Terrazo tiles |  |  |  |  | 0 | Sqm | 683.46 | 0 |  |  | 20-21 | 0
72 | skirting to internal walls with Terrazo tiles |  |  |  |  | 0 | Sqm | 706.57 | 0 |  |  | 21-22 | 0
72 | skirting to internal walls with Terrazo tiles |  |  |  |  | 0 | Sqm | 786.2 | 0 |  |  | 22-23 | 0
58 | Flooring with Ceramic non skid tiles of not less than 7-8mm thick 1st quality laid over floor bed including cost and conveyance of all material and labour charges etc complete |  | Sqm | 700.08 | 0 | 0 | Sqm | 755.74 | 0 | 0 | 0 | 19-20 | 0
79 | Flooring with Ceramic non skid tiles |  |  |  |  | 0 | Sqm | 786.57 | 0 |  |  | 20-21 | 0
69 | Flooring with Ceramic non skid tiles |  |  |  |  | 0 | Sqm | 809.68 | 0 |  |  | 21-22 | 0
69 | Flooring with Ceramic non skid tiles |  |  |  |  | 0 | Sqm | 837.86 | 0 |  |  | 22-23 | 0
59 | Providing Daddooing to walls with 5 to 7mm thick Glazed Ceramic wall tiles of 1st quality of 6mm thick set over base coat of CM (1:3) 12mm thick including cost and conveyance of all material and labour charges etc complete |  | Sqm | 485.09 | 0 | 0 | Sqm | 494.82 | 0 | 0 | 0 | 19-20 | 0
81 | Dadoing with Glazed tiles |  |  |  |  | 0 | Sqm | 504.13 | 0 |  |  | 20-21 | 0
71 | Dadoing with Glazed tiles |  |  |  |  | 0 | Sqm | 512.09 | 0 |  |  | 21-22 | 0
71 | Dadoing with Glazed tiles |  |  |  |  | 0 | Sqm | 527.21 | 0 |  |  | 22-23 | 0
32 | Pressed floor tiles |  |  |  |  | 0 | Sqm | 944.79 | 0 | 0 | 0 | 19-20 | 0
32 | Pressed floor tiles |  |  |  |  | 0 | Sqm | 986.93 | 0 |  |  | 20-21 | 0
32 | Pressed floor tiles |  |  |  |  | 0 | Sqm | 1020.23 | 0 |  |  | 21-22 | 0
32 | Pressed floor tiles |  |  |  |  | 0 | Sqm | 1059.21 | 0 |  |  | 22-23 | 0
76 | White washing three coats with whiting |  |  |  |  | 0 | Sqm | 21.43 | 0 | 0 | 0 | 19-20 | 0
76 | White washing three coats with whiting |  |  |  |  | 0 | Sqm | 22.88 | 0 |  |  | 20-21 | 0
76 | White washing three coats with whiting |  |  |  |  | 0 | Sqm | 24.15 | 0 |  |  | 21-22 | 0
76 | White washing three coats with whiting |  |  |  |  | 0 | Sqm | 25.98 | 0 |  |  | 22-23 | 0
57 | Providing and applying synthetic plaster putty |  |  |  |  | 0 | Sqm | 156.41 | 0 | 0 | 0 | 19-20 | 0
82 | Providing and applying synthetic plaster putty |  |  |  |  | 0 | Sqm | 164.34 | 0 |  |  | 20-21 | 0
72 | Providing and applying synthetic plaster putty |  |  |  |  | 0 | Sqm | 170.35 | 0 |  |  | 21-22 | 0
60 | Providing and applying Wall putty of White Cement or Polymer or Cement based of average 1 to 2 mm thickness including all labour charges etc., complete |  |  |  |  | 0 | Sqm | 184.03 | 0 |  |  | 22-23 | 0
61 | Painting to new walls with 2 coats of acrylic Emulsion paint Asian or equivalent and shade over Priming coat including all labour charges etc., complete for internal wall |  | Sqm | 146.94 | 0 | 0 | Sqm | 131.45 | 0 | 0 | 0 | 19-20 | 0
84 | Painting with Emulsion paint for inernal walls |  |  |  |  | 0 | Sqm | 139.51 | 0 |  |  | 20-21 | 0
74 | Painting with Emulsion paint for inernal walls |  |  |  |  | 0 | Sqm | 145.68 | 0 |  |  | 21-22 | 0
62 | Painting to new walls with 2 coats of acrylic Emulsion paint Asian or equivalent and shade over Priming coat including all labour charges etc., complete for internal wall |  |  |  |  | 0 | Sqm | 158.36 | 0 |  |  | 22-23 | 0
63 | Painting to new walls with 2 coats of acrylic Emulsion paint Asian or equivalent and shade over Priming coat including all labour charges etc., complete for external wall |  | Sqm | 187.22 | 0 | 0 | Sqm | 179.47 | 0 | 0 | 0 | 19-20 | 0
86 | Painting with Emulsion paint for external walls |  |  |  |  | 0 | Sqm | 192.01 | 0 |  |  | 20-21 | 0
76 | Painting with Emulsion paint for external walls |  |  |  |  | 0 | Sqm | 201.51 | 0 |  |  | 21-22 | 0
64 | Painting to new walls with 2 coats of acrylic Emulsion paint Asian or equivalent and shade over Priming coat including all labour charges etc., complete for external wall |  |  |  |  | 0 | Sqm | 217.22 | 0 |  |  | 22-23 | 0
65 | Cost of steel |  | kgs | 51205 | 0 | 0 | MT | 63243.5 | 0 | 0 | 0 | 19-20 | 0
88 | Cost of steel |  |  |  |  | 0 | MT | 63510 | 0 |  |  | 20-21 | 0
84 | Cost of steel |  |  |  |  | 0 | MT | 80999.5 | 0 |  |  | 21-22 | 0
84 | Cost of steel |  |  |  |  | 0 | MT | 93741 | 0 |  |  | 22-23 | 0
| Construction of Second Floor | [7 empty] | 0 |  |  | 19-20
66 | RCC M25 Nominal mix (Cement: Sand: Metal) using 20mm size graded material including cost and conveyance of all material and labour charges etc., complete for Columns |  |  |  |  | 0 | Cum | 10542.14 | 0 | 0 | 0 | 19-20 | 0
90 | VRCC M25 design mix Concrete for Columns |  |  |  |  | 0 | Cum | 10932.8 | 0 |  |  | 20-21 | 0
85 | VRCC M25 design mix Concrete for Columns |  |  |  |  | 0 | Cum | 11565.1 | 0 |  |  | 21-22 | 0
85 | VRCC M25 design mix Concrete for Columns |  |  |  |  | 0 | Cum | 12013.61 | 0 |  |  | 22-23 | 0
67 | RCC M25 Nominal mix (Cement: Sand: Metal) using 20mm size graded material including cost and conveyance of all material and labour charges etc., complete for Roof beam |  |  |  |  | 0 | Cum | 10021.1 | 0 | 0 | 0 | 19-20 | 0
91 | VRCC M25 design mix Concrete for Beams |  |  |  |  | 0 | Cum | 10257.99 | 0 |  |  | 20-21 | 0
86 | VRCC M25 design mix Concrete for Beams |  |  |  |  | 0 | Cum | 10793.54 | 0 |  |  | 21-22 | 0
86 | VRCC M25 design mix Concrete for Beams |  |  |  |  | 0 | Cum | 11098.56 | 0 |  |  | 22-23 | 0
84 | VRCC M25 design mix Concrete for Slab 125mm |  |  |  |  | 0 | Sqm | 1395.34 | 0 | 0 | 0 | 19-20 | 0
92 | VRCC M25 design mix Concrete for Slab 125mm |  |  |  |  | 0 | Sqm | 1443.96 | 0 |  |  | 20-21 | 0
87 | VRCC M25 design mix Concrete for Slab 125mm |  |  |  |  | 0 | Sqm | 1539.28 | 0 |  |  | 21-22 | 0
87 | VRCC M25 design mix Concrete for Slab 125mm |  |  |  |  | 0 | Sqm | 1594.17 | 0 |  |  | 22-23 | 0
68 | RCC M25 Nominal mix (Cement: Sand: Metal) using 20mm size graded material including cost and conveyance of all material and labour charges etc., complete for Roof slab 100mm |  |  |  |  | 0 | Sqm | 1271.18 | 0 | 0 | 0 | 19-20 | 0
26 | VRCC M25 design mix Concrete for Slab 100mm |  |  |  |  | 0 | Sqm | 1314.42 | 0 |  |  | 20-21 | 0
26 | VRCC M25 design mix Concrete for Slab 100mm |  |  |  |  | 0 | Sqm | 1403.54 | 0 |  |  | 21-22 | 0
26 | VRCC M25 design mix Concrete for Slab 100mm |  |  |  |  | 0 | Sqm | 1451.29 | 0 |  |  | 22-23 | 0
57 | VRCC M25 design mix Concrete for Slab 150mm |  |  |  |  | 0 | Sqm | 1519.49 | 0 | 0 | 0 | 19-20 | 0
57 | VRCC M25 design mix Concrete for Slab 150mm |  |  |  |  | 0 | Sqm | 1573.5 | 0 |  |  | 20-21 | 0
57 | VRCC M25 design mix Concrete for Slab 150mm |  |  |  |  | 0 | Sqm | 1675.01 | 0 |  |  | 21-22 | 0
57 | VRCC M25 design mix Concrete for Slab 150mm |  |  |  |  | 0 | Sqm | 1737.05 | 0 |  |  | 22-23 | 0
58 | VRCC M25 design mix Concrete for Slab 50mm |  |  |  |  | 0 | Sqm | 747.27 | 0 | 0 | 0 | 19-20 | 0
58 | VRCC M25 design mix Concrete for Slab 50mm |  |  |  |  | 0 | Sqm | 779.57 | 0 |  |  | 20-21 | 0
58 | VRCC M25 design mix Concrete for Slab 50mm |  |  |  |  | 0 | Sqm | 831.97 | 0 |  |  | 21-22 | 0
58 | VRCC M25 design mix Concrete for Slab 50mm |  |  |  |  | 0 | Sqm | 865.17 | 0 |  |  | 22-23 | 0
58 | VRCC M25 design mix Concrete for Slab 25mm |  |  |  |  | 0 | Sqm | 624.5 | 0 | 0 | 0 | 19-20 | 0
58 | VRCC M25 design mix Concrete for Slab 25mm |  |  |  |  | 0 | Sqm | 651.52 | 0 |  |  | 20-21 | 0
58 | VRCC M25 design mix Concrete for Slab 25mm |  |  |  |  | 0 | Sqm | 697.84 | 0 |  |  | 21-22 | 0
58 | VRCC M25 design mix Concrete for Slab 25mm |  |  |  |  | 0 | Sqm | 724.02 | 0 |  |  | 22-23 | 0
59 | VRCC M25 design mix Concrete for Lintels |  |  |  |  | 0 | Cum | 10426.34 | 0 | 0 | 0 | 19-20 | 0
59 | VRCC M25 design mix Concrete for Lintels |  |  |  |  | 0 | Cum | 10817 | 0 |  |  | 20-21 | 0
59 | VRCC M25 design mix Concrete for Lintels |  |  |  |  | 0 | Cum | 11426.3 | 0 |  |  | 21-22 | 0
59 | VRCC M25 design mix Concrete for Lintels |  |  |  |  | 0 | Cum | 11874.81 | 0 |  |  | 22-23 | 0
60 | VRCC M25 design mix Concrete for Sunshades |  |  |  |  | 0 | Rm | 663.66 | 0 | 0 | 0 | 19-20 | 0
60 | VRCC M25 design mix Concrete for Sunshades |  |  |  |  | 0 | Rm | 684.77 | 0 |  |  | 20-21 | 0
60 | VRCC M25 design mix Concrete for Sunshades |  |  |  |  | 0 | Rm | 722.51 | 0 |  |  | 21-22 | 0
60 | VRCC M25 design mix Concrete for Sunshades |  |  |  |  | 0 | Rm | 744.73 | 0 |  |  | 22-23 | 0
60 | impervious coat over roof slab-12mm |  |  |  |  | 0 | Sqm | 297.65 | 0 | 0 | 0 | 19-20 | 0
60 | impervious coat over roof slab-12mm |  |  |  |  | 0 | Sqm | 321.24 | 0 |  |  | 20-21 | 0
60 | impervious coat over roof slab-12mm |  |  |  |  | 0 | Sqm | 340.95 | 0 |  |  | 21-22 | 0
60 | impervious coat over roof slab-12mm |  |  |  |  | 0 | Sqm | 362.63 | 0 |  |  | 22-23 | 0
61 | impervious coat over roof slab-20mm |  |  |  |  | 0 | Sqm | 382.24 | 0 | 0 | 0 | 19-20 | 0
61 | impervious coat over roof slab-20mm |  |  |  |  | 0 | Sqm | 414.32 | 0 |  |  | 20-21 | 0
61 | impervious coat over roof slab-20mm |  |  |  |  | 0 | Sqm | 440.9 | 0 |  |  | 21-22 | 0
61 | impervious coat over roof slab-20mm |  |  |  |  | 0 | Sqm | 470.34 | 0 |  |  | 22-23 | 0
69 | Brick Masonary for Superstructure with CM (1:6) proportion using 2nd class traditional bricks including c/c of all materials like Cement, Sand, Bricks, water etc including labour charges etc. complete |  |  |  |  | 0 | Cum | 6307.01 | 0 | 0 | 0 | 19-20 | 0
93 | Brick masonery in CM (1:6) for superstructure |  |  |  |  | 0 | Cum | 6491.83 | 0 |  |  | 20-21 | 0
88 | Brick masonery in CM (1:6) for superstructure |  |  |  |  | 0 | Cum | 6937.81 | 0 |  |  | 21-22 | 0
88 | Brick masonery in CM (1:6) for superstructure |  |  |  |  | 0 | Cum | 7673.4 | 0 |  |  | 22-23 | 0
30 | Brick masonery in CM (1:8) for basement |  |  |  |  | 0 | Cum | 6250.61 | 0 | 0 | 0 | 19-20 | 0
94 | Brick masonery in CM (1:8) for basement |  |  |  |  | 0 | Cum | 6435.43 | 0 |  |  | 20-21 | 0
30 | Brick masonery in CM (1:8) for basement |  |  |  |  | 0 | Cum | 6881.41 | 0 |  |  | 21-22 | 0
30 | Brick masonery in CM (1:8) for basement |  |  |  |  | 0 | Cum | 7617 | 0 |  |  | 22-23 | 0
70 | Reinforced Brick Masonry for partition walls (11.0 cm thick) in CM (1:6) prop. (Cement : Sand) using common burnt clay bricks including cost and conveyance of all materials etc., complete |  |  |  |  | 0 | Sqm | 830.76 | 0 | 0 | 0 | 19-20 | 0
95 | Reinforced Brick Masonry for partition walls (11.5 cm thick) i |  |  |  |  | 0 | Sqm | 856.26 | 0 |  |  | 20-21 | 0
89 | Reinforced Brick Masonry for partition walls (11.5 cm thick) i |  |  |  |  | 0 | Sqm | 913.89 | 0 |  |  | 21-22 | 0
89 | Reinforced Brick Masonry for partition walls (11.5 cm thick) i |  |  |  |  | 0 | Sqm | 999.57 | 0 |  |  | 22-23 | 0
22 | Fly ash cement bricks |  |  |  |  | 0 | Sqm | 6013.96 | 0 | 0 | 0 | 19-20 | 0
22 | Fly ash cement bricks |  |  |  |  | 0 | Sqm | 6227.11 | 0 |  |  | 20-21 | 0
22 | Fly ash cement bricks |  |  |  |  | 0 | Sqm | 6774.69 | 0 |  |  | 21-22 | 0
22 | Fly ash cement bricks |  |  |  |  | 0 | Sqm | 7187.45 | 0 |  |  | 22-23 | 0
71 | Ceiling Plastering to Ceiling in CM (1:3) 12mm thick with dubara sponge finishing including c/c of all materials including labour charges such as mixing cement mortar and curing etc complete for finished item of work (APSS 901 & 903) |  |  |  |  | 0 | Sqm | 321.79 | 0 | 0 | 0 | 19-20 | 0
96 | Ornamental Plastering 12mm thick to ceiling |  |  |  |  | 0 | Sqm | 344.38 | 0 |  |  | 20-21 | 0
83 | Ornamental Plastering 12mm thick to ceiling |  |  |  |  | 0 | Sqm | 365.08 | 0 |  |  | 21-22 | 0
83 | Ornamental Plastering 12mm thick to ceiling |  |  |  |  | 0 | Sqm | 385.55 | 0 |  |  | 22-23 | 0
82 | Plastering 12mm thick inside in single coats |  |  |  |  | 0 | Sqm | 289.52 | 0 | 0 | 0 | 19-20 | 0
82 | Plastering 12mm thick inside in single coats |  |  |  |  | 0 | Sqm | 312.11 | 0 |  |  | 20-21 | 0
82 | Plastering 12mm thick inside in single coats |  |  |  |  | 0 | Sqm | 331.62 | 0 |  |  | 21-22 | 0
82 | Plastering 12mm thick inside in single coats |  |  |  |  | 0 | Sqm | 352.1 | 0 |  |  | 22-23 | 0
83 | Plastering 20mm thick inside in single coats |  |  |  |  | 0 | Sqm | 307.37 | 0 | 0 | 0 | 19-20 | 0
83 | Plastering 20mm thick inside in single coats |  |  |  |  | 0 | Sqm | 330.52 | 0 |  |  | 20-21 | 0
83 | Plastering 20mm thick inside in single coats |  |  |  |  | 0 | Sqm | 351.31 | 0 |  |  | 21-22 | 0
83 | Plastering 20mm thick inside in single coats |  |  |  |  | 0 | Sqm | 372.29 | 0 |  |  | 22-23 | 0
72 | Plastering to brick masonary wall with 12mm thick double coat in CM (1:5) 8 mm thick base coat and CM (1:3) of 4mm thick top coat with dubara sponge finish etc., complete |  |  |  |  | 0 | Sqm | 380.2 | 0 | 0 | 0 | 19-20 | 0
97 | Plastering 12mm thick double coat |  |  |  |  | 0 | Sqm | 410.98 | 0 |  |  | 20-21 | 0
84 | Plastering 12mm thick double coat |  |  |  |  | 0 | Sqm | 436.23 | 0 |  |  | 21-22 | 0
84 | Plastering 12mm thick double coat |  |  |  |  | 0 | Sqm | 464.16 | 0 |  |  | 22-23 | 0
70 | Plastering 20mm thick double coat |  |  |  |  | 0 | Sqm | 393.56 | 0 | 0 | 0 | 19-20 | 0
98 | Plastering 20mm thick double coat |  |  |  |  | 0 | Sqm | 424.91 | 0 |  |  | 20-21 | 0
85 | Plastering 20mm thick double coat |  |  |  |  | 0 | Sqm | 451.54 | 0 |  |  | 21-22 | 0
73 | Plastering to brick masonary wall with 20mm thick double coat in CM (1:6) 16 mm thick base coat and CM (1:4) of 4mm thick top coat with dubara sponge finish etc., complete |  |  |  |  | 0 | Sqm | 479.98 | 0 |  |  | 22-23 | 0
13 | PCC M25 for Steps |  |  |  |  | 0 | Cum | 5152.25 | 0 | 0 | 0 | 19-20 | 0
13 | PCC M25 for Steps |  |  |  |  | 0 | Cum | 5333.72 | 0 |  |  | 20-21 | 0
13 | PCC M25 for Steps |  |  |  |  | 0 | Cum | 5579.32 | 0 |  |  | 21-22 | 0
13 | PCC M25 for Steps |  |  |  |  | 0 | Cum | 5843.94 | 0 |  |  | 22-23 | 0
65 | Flooring with vitrified tiles |  |  |  |  | 0 | Sqm | 1048.97 | 0 | 0 | 0 | 19-20 | 0
65 | Flooring with vitrified tiles |  |  |  |  | 0 | Sqm | 1082.75 | 0 |  |  | 20-21 | 0
65 | Flooring with vitrified tiles |  |  |  |  | 0 | Sqm | 1108.35 | 0 |  |  | 21-22 | 0
65 | Flooring with vitrified tiles |  |  |  |  | 0 | Sqm | 1139.42 | 0 |  |  | 22-23 | 0
69 | Providing skirting to internal walls to 15 cm height |  |  |  |  | 0 | Sqm | 1044.9 | 0 | 0 | 0 | 19-20 | 0
69 | Providing skirting to internal walls to 15 cm height |  |  |  |  | 0 | Sqm | 1078.42 | 0 |  |  | 20-21 | 0
69 | Providing skirting to internal walls to 15 cm height |  |  |  |  | 0 | Sqm | 1103.42 | 0 |  |  | 21-22 | 0
69 | Providing skirting to internal walls to 15 cm height |  |  |  |  | 0 | Sqm | 1134.08 | 0 |  |  | 22-23 | 0
50 | Flooring with Granite stones |  |  |  |  | 0 | sqm | 2934.5 | 0 | 0 | 0 | 19-20 | 0
50 | Flooring with Granite stones |  |  |  |  | 0 | sqm | 3003.21 | 0 |  |  | 20-21 | 0
50 | Flooring with Granite stones |  |  |  |  | 0 | sqm | 3066.62 | 0 |  |  | 21-22 | 0
50 | Flooring with Granite stones |  |  |  |  | 0 | sqm | 3248.17 | 0 |  |  | 22-23 | 0
51 | Skirting with Granite stones |  |  |  |  | 0 | Sqm | 2740.43 | 0 | 0 | 0 | 19-20 | 0
51 | Skirting with Granite stones |  |  |  |  | 0 | Sqm | 2787.53 | 0 |  |  | 20-21 | 0
51 | Skirting with Granite stones |  |  |  |  | 0 | Sqm | 2831.2 | 0 |  |  | 21-22 | 0
51 | Skirting with Granite stones |  |  |  |  | 0 | Sqm | 2995.66 | 0 |  |  | 22-23 | 0
71 | Flooring with Terrazo tiles |  |  |  |  | 0 | Sqm | 660.95 | 0 | 0 | 0 | 19-20 | 0
71 | Flooring with Terrazo tiles |  |  |  |  | 0 | Sqm | 709.65 | 0 |  |  | 20-21 | 0
71 | Flooring with Terrazo tiles |  |  |  |  | 0 | Sqm | 718.32 | 0 |  |  | 21-22 | 0
71 | Flooring with Terrazo tiles |  |  |  |  | 0 | Sqm | 816.76 | 0 |  |  | 22-23 | 0
72 | skirting to internal walls with Terrazo tiles |  |  |  |  | 0 | Sqm | 681.6 | 0 | 0 | 0 | 19-20 | 0
72 | skirting to internal walls with Terrazo tiles |  |  |  |  | 0 | Sqm | 715.12 | 0 |  |  | 20-21 | 0
72 | skirting to internal walls with Terrazo tiles |  |  |  |  | 0 | Sqm | 740.12 | 0 |  |  | 21-22 | 0
72 | skirting to internal walls with Terrazo tiles |  |  |  |  | 0 | Sqm | 822.23 | 0 |  |  | 22-23 | 0
73 | Flooring with Ceramic non skid tiles |  |  |  |  | 0 | Sqm | 784.71 | 0 | 0 | 0 | 19-20 | 0
73 | Flooring with Ceramic non skid tiles |  |  |  |  | 0 | Sqm | 818.23 | 0 |  |  | 20-21 | 0
73 | Flooring with Ceramic non skid tiles |  |  |  |  | 0 | Sqm | 843.23 | 0 |  |  | 21-22 | 0
73 | Flooring with Ceramic non skid tiles |  |  |  |  | 0 | Sqm | 873.89 | 0 |  |  | 22-23 | 0
74 | Dadoing with Glazed tiles |  |  |  |  | 0 | Sqm | 502.03 | 0 | 0 | 0 | 19-20 | 0
74 | Dadoing with Glazed tiles |  |  |  |  | 0 | Sqm | 512.04 | 0 |  |  | 20-21 | 0
74 | Dadoing with Glazed tiles |  |  |  |  | 0 | Sqm | 520.52 | 0 |  |  | 21-22 | 0
74 | Dadoing with Glazed tiles |  |  |  |  | 0 | Sqm | 536.26 | 0 |  |  | 22-23 | 0
32 | Pressed floor tiles |  |  |  |  | 0 | Sqm | 977.96 | 0 | 0 | 0 | 19-20 | 0
32 | Pressed floor tiles |  |  |  |  | 0 | Sqm | 1023.19 | 0 |  |  | 20-21 | 0
32 | Pressed floor tiles |  |  |  |  | 0 | Sqm | 1058.68 | 0 |  |  | 21-22 | 0
32 | Pressed floor tiles |  |  |  |  | 0 | Sqm | 1100.49 | 0 |  |  | 22-23 | 0
76 | White washing three coats with whiting |  |  |  |  | 0 | Sqm | 21.43 | 0 | 0 | 0 | 19-20 | 0
76 | White washing three coats with whiting |  |  |  |  | 0 | Sqm | 22.88 | 0 |  |  | 20-21 | 0
76 | White washing three coats with whiting |  |  |  |  | 0 | Sqm | 25.95 | 0 |  |  | 21-22 | 0
76 | White washing three coats with whiting |  |  |  |  | 0 | Sqm | 27.91 | 0 |  |  | 22-23 | 0
71 | Providing and applying synthetic plaster putty |  |  |  |  | 0 | Sqm | 164.74 | 0 | 0 | 0 | 19-20 | 0
84 | Providing and applying synthetic plaster putty |  |  |  |  | 0 | Sqm | 173.39 | 0 |  |  | 20-21 | 0
84 | Providing and applying synthetic plaster putty |  |  |  |  | 0 | Sqm | 179.94 | 0 |  |  | 21-22 | 0
74 | Providing and applying Wall putty of White Cement or Polymer or Cement based of average 1 to 2 mm thickness including all labour charges etc., complete |  |  |  |  | 0 | Sqm | 194.34 | 0 |  |  | 22-23 | 0
86 | Painting with Emulsion paint for inernal walls |  |  |  |  | 0 | Sqm | 140.87 | 0 | 0 | 0 | 19-20 | 0
99 | Painting with Emulsion paint for inernal walls |  |  |  |  | 0 | Sqm | 149.66 | 0 |  |  | 20-21 | 0
86 | Painting with Emulsion paint for inernal walls |  |  |  |  | 0 | Sqm | 156.4 | 0 |  |  | 21-22 | 0
75 | Painting to new walls with 2 coats of acrylic Emulsion paint Asian or equivalent and shade over Priming coat including all labour charges etc., complete for internal wall |  |  |  |  | 0 | Sqm | 169.89 | 0 |  |  | 22-23 | 0
87 | Painting with Emulsion paint for external walls |  |  |  |  | 0 | Sqm | 192.71 | 0 | 0 | 0 | 19-20 | 0
100 | Painting with Emulsion paint for external walls |  |  |  |  | 0 | Sqm | 206.39 | 0 |  |  | 20-21 | 0
87 | Painting with Emulsion paint for external walls |  |  |  |  | 0 | Sqm | 216.76 | 0 |  |  | 21-22 | 0
76 | Painting to new walls with 2 coats of acrylic Emulsion paint Asian or equivalent and shade over Priming coat including all labour charges etc., complete for external wall |  |  |  |  | 0 | Sqm | 233.59 | 0 |  |  | 22-23 | 0
77 | Supplying, fitting & placing HYSD fe-500 bar reinforcement in foundation complete including labour charges for cutting, bending etc., complete |  |  |  |  | 0 | MT | 64288.5 | 0 | 0 | 0 | 19-20 | 0
101 | Cost of steel |  |  |  |  | 0 | MT | 64635 | 0 |  |  | 20-21 | 0
96 | Cost of steel |  |  |  |  | 0 | MT | 82189.5 | 0 |  |  | 21-22 | 0
96 | Cost of steel |  |  |  |  | 0 | MT | 95016 | 0 |  |  | 22-23 | 0
| Providing Door, Windows, Ventilators and Grills | [10 empty] | 19-20
30 | S&F Door of size 1.20 x 2.10mt including c/c of all materials and furniture fittings etc complete as per specification (APSS No 1001 & 1002) Door Frame with Shutters | 1 | No | 9777.36 | 9777 | 0 | No | 20396.34 | 0 | 0 | 9777 | 19-20 | 9777
103 | Supply and fixing of Door of size 1.20 x 2.10mt |  |  |  |  | 0 | No | 20396.34 | 0 |  |  | 20-21 | 0
48 | Supply and fixing of Door of size 1.20 x 2.10mt |  |  |  |  | 0 | No | 18903.09 | 0 |  |  | 21-22 | 0
33 | S&F Door of size 1.20 x 2.10mt including c/c of all materials and furniture fittings etc complete as per specification (APSS No 1001 & 1002) Door Frame with Shutters |  |  |  |  | 0 | No | 22903.66 | 0 |  |  | 22-23 | 0
31 | S&F Door of size 0.90 x 2.10mt including c/c of all materials and furniture fittings etc complete as per specification (APSS No 1001 & 1002) Door Frame with Shutters | 3 | No | 7576.9 | 22731 | 0 | No | 14099.53 | 0 | 0 | 22731 | 19-20 | 22731
24 | Supply and fixing of Door of size 0.90 x 2.10mt |  |  |  |  | 0 | No | 14099.53 | 0 |  |  | 20-21 | 0
50 | Supply and fixing of Door of size 0.90 x 2.10mt |  |  |  |  | 0 | No | 12770.46 | 0 |  |  | 21-22 | 0
24 | Supply and fixing of Door of size 0.90 x 2.10mt |  |  |  |  | 0 | No | 15875.19 | 0 |  |  | 22-23 | 0
| Supply and fixing of Door of size 0.80 x 2.10mt |  |  |  |  | 0 | No | 13359.1 | 0 | 0 | 0 | 19-20 | 0
| Supply and fixing of Door of size 0.80 x 2.10mt |  |  |  |  | 0 | No | 13359.1 | 0 |  |  | 20-21 | 0
51 | Supply and fixing of Door of size 0.80 x 2.10mt |  |  |  |  | 0 | No | 10756.69 | 0 |  |  | 21-22 | 0
| Supply and fixing of Door of size 0.80 x 2.10mt |  |  |  |  | 0 | No | 15037.22 | 0 |  |  | 22-23 | 0
90 | Supply and fixing of Door of size 0.90 x 2.10mt |  |  |  |  | 0 | No | 8905.99 | 0 | 0 | 0 | 19-20 | 0
90 | Supply and fixing of Door of size 0.90 x 2.10mt |  |  |  |  | 0 | No | 8905.99 | 0 |  |  | 20-21 | 0
90 | Supply and fixing of Door of size 0.90 x 2.10mt |  |  |  |  | 0 | No | 9185.38 | 0 |  |  | 21-22 | 0
90 | Supply and fixing of Door of size 0.90 x 2.10mt |  |  |  |  | 0 | No | 10330.61 | 0 |  |  | 22-23 | 0
70 | Supply and fixing of Door of size 0.75 x 2.10mt |  |  |  |  | 0 | No | 6334.76 | 0 | 0 | 0 | 19-20 | 0
70 | Supply and fixing of Door of size 0.75 x 2.10mt |  |  |  |  | 0 | No | 6334.76 | 0 |  |  | 20-21 | 0
70 | Supply and fixing of Door of size 0.75 x 2.10mt |  |  |  |  | 0 | No | 6584.41 | 0 |  |  | 21-22 | 0
70 | Supply and fixing of Door of size 0.75 x 2.10mt |  |  |  |  | 0 | No | 7015.49 | 0 |  |  | 22-23 | 0
91 | Supply and fixing of Door of size 1.20 x 2.10mt |  |  |  |  | 0 | No | 10891.57 | 0 | 0 | 0 | 19-20 | 0
104 | Supply and fixing of Door of size 1.20 x 2.10mt |  |  |  |  | 0 | No | 4180.61 | 0 |  |  | 20-21 | 0
91 | Supply and fixing of Door of size 1.20 x 2.10mt |  |  |  |  | 0 | No | 11215.33 | 0 |  |  | 21-22 | 0
80 | S&F Door of size 1.20 x 2.10mt including c/c of all materials and furniture fittings etc complete as per specification (APSS No 1001 & 1002) Door Frame with Shutters |  |  |  |  | 0 | No | 11464.42 | 0 |  |  | 22-23 | 0
92 | Supply and fixing of Door of size 1.20 x 2.10mt |  |  |  |  | 0 | No | 9855.78 | 0 | 0 | 0 | 19-20 | 0
97 | Supply and fixing of Door of size 1.20 x 2.10mt |  |  |  |  | 0 | No | 9855.78 | 0 |  |  | 20-21 | 0
92 | Supply and fixing of Door of size 1.20 x 2.10mt |  |  |  |  | 0 | No | 10134.49 | 0 |  |  | 21-22 | 0
92 | Supply and fixing of Door of size 1.20 x 2.10mt |  |  |  |  | 0 | No | 11442.58 | 0 |  |  | 22-23 | 0
81 | S&F Door of size 1.05 x 2.10mt including c/c of all materials and furniture fittings etc complete as per specification (APSS No 1001 & 1002) Door Frame with Shutters |  | No | 8697.8 | 0 | 0 | No | 15555.64 | 0 | 0 | 0 | 19-20 | 0
71 | Supply and fixing of Door of size 1.05 x 2.10mt GF |  |  |  |  | 0 | No | 15555.64 | 0 |  |  | 20-21 | 0
71 | Supply and fixing of Door of size 1.05 x 2.10mt GF |  |  |  |  | 0 | No | 13789.81 | 0 |  |  | 21-22 | 0
71 | Supply and fixing of Door of size 1.05 x 2.10mt GF |  |  |  |  | 0 | No | 17517.36 | 0 |  |  | 22-23 | 0
82 | S&F Door of size 1.05 x 2.10mt including c/c of all materials and furniture fittings etc complete as per specification (APSS No 1001 & 1002) Door Frame with Shutters |  | No | 7175.5 | 0 | 0 | No | 9631.65 | 0 | 0 | 0 | 19-20 | 0
107 | Supply and fixing of Door of size 1.05 x 2.10mt FF |  |  |  |  | 0 | No | 4472.53 | 0 |  |  | 20-21 | 0
95 | Supply and fixing of Door of size 1.05 x 2.10mt FF |  |  |  |  | 0 | No | 9936.04 | 0 |  |  | 21-22 | 0
95 | Supply and fixing of Door of size 1.05 x 2.10mt FF |  |  |  |  | 0 | No | 11186.3 | 0 |  |  | 22-23 | 0
83 | S&F of WPC door frame including c/c of all materials and furniture fittings etc complete as per specification (APSS No 1001 & 1002) |  | Sqm | 407 | 0 | 0 | Sqm | 6011.2 | 0 | 0 | 0 | 19-20 | 0
96 | WPC door with with Bottom frame |  |  |  |  | 0 | Sqm | 6011.2 | 0 |  |  | 20-21 | 0
96 | WPC door with with Bottom frame |  |  |  |  | 0 | Sqm | 6057.2 | 0 |  |  | 21-22 | 0
96 | WPC door with with Bottom frame |  |  |  |  | 0 | Sqm | 6958.78 | 0 |  |  | 22-23 | 0
106 | WPC door with without Bottom frame |  |  |  |  | 0 | Sqm | 5617.52 | 0 | 0 | 0 | 19-20 | 0
106 | WPC door with without Bottom frame |  |  |  |  | 0 | Sqm | 5617.52 | 0 |  |  | 20-21 | 0
106 | WPC door with without Bottom frame |  |  |  |  | 0 | Sqm | 5663.52 | 0 |  |  | 21-22 | 0
106 | WPC door with without Bottom frame |  |  |  |  | 0 | Sqm | 6508.85 | 0 |  |  | 22-23 | 0
84 | S&F of 30mm thick Solid panel PVC door including c/c of all materials and furniture fittings etc complete as per specification (APSS No 1001 & 1002) |  | Rm | 2770 | 0 |  |  |  | 0 | 0 | 0 | 19-20 | 0
32 | Providing and fixing factory made uPVC white colour sliding glazed window including cost and labour charges etc., complete | 8.28 | Sqm | 7288 | 60345 | 0 | Sqm | 8058 | 0 | 0 | 60345 | 19-20 | 60345
104 | Providing and fixing factory made uPVC windows 3track |  |  |  |  | 0 | Sqm | 8058 | 0 |  |  | 20-21 | 0
53 | Providing and fixing factory made uPVC windows 3track |  |  |  |  | 0 | Sqm | 8058 | 0 |  |  | 21-22 | 0
34 | Providing and fixing factory made uPVC white colour sliding glazed window including cost and labour charges etc., complete |  |  |  |  | 0 | Sqm | 8622 | 0 |  |  | 22-23 | 0
100 | Providing and fixing factory made uPVC windows 3track |  |  |  |  | 0 | Sqm | 6038 | 0 | 0 | 0 | 19-20 | 0
105 | Providing and fixing factory made uPVC windows 3track |  |  |  |  | 0 | Sqm | 6038 | 0 |  |  | 20-21 | 0
100 | Providing and fixing factory made uPVC windows 3track |  |  |  |  | 0 | Sqm | 6038 | 0 |  |  | 21-22 | 0
100 | Providing and fixing factory made uPVC windows 3track |  |  |  |  | 0 | Sqm | 6460 | 0 |  |  | 22-23 | 0
98 | Providing and fixing factory made uPVC windows single track |  |  |  |  | 0 | Sqm | 5830 | 0 | 0 | 0 | 19-20 | 0
98 | Providing and fixing factory made uPVC windows single track |  |  |  |  | 0 | Sqm | 5830 | 0 |  |  | 20-21 | 0
98 | Providing and fixing factory made uPVC windows single track |  |  |  |  | 0 | Sqm | 5830 | 0 |  |  | 21-22 | 0
98 | Providing and fixing factory made uPVC windows single track |  |  |  |  | 0 | Sqm | 6238 | 0 |  |  | 22-23 | 0
| Single fixed Louvers Ventilator |  |  |  |  | 0 | Sqm | 3797 | 0 | 0 | 0 | 19-20 | 0
| Single fixed Louvers Ventilator |  |  |  |  | 0 | Sqm | 3797 | 0 |  |  | 20-21 | 0
| Single fixed Louvers Ventilator |  |  |  |  | 0 | Sqm | 3797 | 0 |  |  | 21-22 | 0
| Single fixed Louvers Ventilator |  |  |  |  | 0 | Sqm | 4062 | 0 |  |  | 22-23 | 0
106 | Supplying and fixing of ventilator |  |  |  |  | 0 | No | 494.94 | 0 | 0 | 0 | 19-20 | 0
106 | Supplying and fixing of ventilator |  |  |  |  | 0 | No | 494.64 | 0 |  |  | 20-21 | 0
106 | Supplying and fixing of ventilator |  |  |  |  | 0 | No | 520.87 | 0 |  |  | 21-22 | 0
106 | Supplying and fixing of ventilator |  |  |  |  | 0 | No | 576.98 | 0 |  |  | 22-23 | 0
99 | S&F of Cement Jolleys 50mm thick |  |  |  |  | 0 | Sqm | 513.1 | 0 | 0 | 0 | 19-20 | 0
99 | S&F of Cement Jolleys 50mm thick |  |  |  |  | 0 | Sqm | 529.5 | 0 |  |  | 20-21 | 0
99 | S&F of Cement Jolleys 50mm thick |  |  |  |  | 0 | Sqm | 554.35 | 0 |  |  | 21-22 | 0
55 | S&F of Cement Jolleys 50mm thick |  |  |  |  | 0 | Sqm | 604.08 | 0 |  |  | 22-23 | 0
33 | Supplying & fixing of Iron Doors and Windows Grills including labour charges for fabricating steel including cost of welding rods, power charges & fixing the grill in position etc complete |  |  |  |  | 320 | kgs | 84.01 | 26883 | 26883 | 0 | 19-20 | -26883
54 | Supplying & fixing of Iron Grills |  |  |  |  | 0 | kgs | 82.8 | 0 |  |  | 20-21 | 0
76 | Supplying & fixing of Iron Grills |  |  |  |  | 0 | kgs | 95.89 | 0 |  |  | 21-22 | 0
48 | Supplying & fixing of Iron Doors and Windows Grills including labour charges for fabricating steel including cost of welding rods, power charges & fixing the grill in position etc complete |  |  |  |  | 0 | kgs | 110.99 | 0 |  |  | 22-23 | 0
101 | Supplying & fixing of Iron Grills |  |  |  |  | 0 | Sqm | 2353.58 | 0 | 0 | 0 | 19-20 | 0
56 | Supplying & fixing of Iron Grills |  |  |  |  | 0 | Sqm | 2324.02 | 0 |  |  | 20-21 | 0
52 | Supplying & fixing of Iron Grills |  |  |  |  | 0 | Sqm | 2719.44 | 0 |  |  | 21-22 | 0
101 | Supplying & fixing of Iron Grills |  |  |  |  | 0 | Sqm | 3138.49 | 0 |  |  | 22-23 | 0
59 | Supplying & fixing of MS tube |  |  |  |  | 0 |  | 106.5 | 0 | 0 | 0 | 19-20 | 0
59 | Supplying & fixing of MS tube |  |  |  |  | 0 |  | 106.5 | 0 |  |  | 20-21 | 0
59 | Supplying & fixing of MS tube |  |  |  |  | 0 |  | 114.65 | 0 |  |  | 21-22 | 0
59 | Supplying & fixing of MS tube |  |  |  |  | 0 |  | 126.9 | 0 |  |  | 22-23 | 0
102 | Supplying & fixing of stainless steel hand rail |  |  |  |  | 0 | Sqm | 2839.34 | 0 | 0 | 0 | 19-20 | 0
113 | Supplying & fixing of stainless steel hand rail |  |  |  |  | 0 | Sqm | 2839.34 | 0 |  |  | 20-21 | 0
102 | Supplying & fixing of stainless steel hand rail |  |  |  |  | 0 | Sqm | 3034.69 | 0 |  |  | 21-22 | 0
89 | Supplying and fixing of stainless steel (grade 304) hand railing as per approved drawing with top rail of 50mm dia pipe and 2mm thick |  |  |  |  | 0 | Sqm | 3345.94 | 0 |  |  | 22-23 | 0
78 | Supplying & fixing of stainless steel RamP |  |  |  |  | 0 | Sqm | 1258.89 | 0 | 0 | 0 | 19-20 | 0
78 | Supplying & fixing of stainless steel RamP |  |  |  |  | 0 | Sqm | 1258.89 | 0 |  |  | 20-21 | 0
78 | Supplying & fixing of stainless steel RamP |  |  |  |  | 0 | Sqm | 1357.37 | 0 |  |  | 21-22 | 0
78 | Supplying & fixing of stainless steel RamP |  |  |  |  | 0 | Sqm | 1514.34 | 0 |  |  | 22-23 | 0
78 | Supplying & fixing of stainless steel |  |  |  |  | 0 | kgs | 470.28 | 0 | 0 | 0 | 19-20 | 0
78 | Supplying & fixing of stainless steel |  |  |  |  | 0 | kgs | 470.28 | 0 |  |  | 20-21 | 0
78 | Supplying & fixing of stainless steel |  |  |  |  | 0 | kgs | 508 | 0 |  |  | 21-22 | 0
78 | Supplying & fixing of stainless steel |  |  |  |  | 0 | kgs | 568.35 | 0 |  |  | 22-23 | 0
110 | Full Rounding the edges of Granite stone slabs |  |  |  |  | 0 | Rm | 412 | 0 | 0 | 0 | 19-20 | 0
110 | Full Rounding the edges of Granite stone slabs |  |  |  |  | 0 | Rm | 412 | 0 |  |  | 20-21 | 0
110 | Full Rounding the edges of Granite stone slabs |  |  |  |  | 0 | Rm | 438 | 0 |  |  | 21-22 | 0
110 | Full Rounding the edges of Granite stone slabs |  |  |  |  | 0 | Rm | 453 | 0 |  |  | 22-23 | 0
| Providing & Supply of Water supply and Sanitation items | [7 empty] | 0 |  |  | 19-20
34 | Supply and Fixing of Premium make CPVC Pipes and Fittings to meet the requirement of ASTM-D 2846 for 32mm dia | 20 | Rm | 193 | 3860 | 0 | Rm | 193 | 0 | 0 | 3860 | 19-20 | 3860
37 | S&F of 32mm dia CPVC pipes |  |  |  |  | 0 | Rm | 193 | 0 |  |  | 20-21 | 0
37 | S&F of 32mm dia CPVC pipes |  |  |  |  | 0 | Rm | 202 | 0 |  |  | 21-22 | 0
91 | Supply and Fixing of Premium make CPVC Pipes and Fittings to meet the requirement of ASTM-D 2846 for 32mm dia |  |  |  |  | 0 | Rm | 214 | 0 |  |  | 22-23 | 0
35 | Supply and Fixing of Premium make CPVC Pipes and Fittings to meet the requirement of ASTM-D 2846 for 25mm dia | 20 | Rm | 123 | 2460 | 0 | Rm | 123 | 0 | 0 | 2460 | 19-20 | 2460
111 | S&F of 25mm dia CPVC pipes |  |  |  |  | 0 | Rm | 123 | 0 |  |  | 20-21 | 0
105 | S&F of 25mm dia CPVC pipes |  |  |  |  | 0 | Rm | 129 | 0 |  |  | 21-22 | 0
93 | Supply and Fixing of Premium make CPVC Pipes and Fittings to meet the requirement of ASTM-D 2846 for 25mm dia |  |  |  |  | 0 | Rm | 136 | 0 |  |  | 22-23 | 0
36 | Supply and Fixing of Premium make CPVC Pipes and Fittings to meet the requirement of ASTM-D 2846 for 20mm dia | 5 | Rm | 85 | 425 | 0 | Rm | 85 | 0 | 0 | 425 | 19-20 | 425
116 | S&F of 20mm dia CPVC pipes |  |  |  |  | 0 | Rm | 85 | 0 |  |  | 20-21 | 0
56 | S&F of 20mm dia CPVC pipes |  |  |  |  | 0 | Rm | 89 | 0 |  |  | 21-22 | 0
104 | S&F of 20mm dia CPVC pipes |  |  |  |  | 0 | Rm | 94 | 0 |  |  | 22-23 | 0
38 | Supply and Fixing of Premium make PVC Pipes and Fittings to meet the requirement of ASTM-D 2846 for 25mm dia |  |  |  | 0 | 0 | Rm | 24 | 0 | 0 | 0 | 19-20 | 0
113 | S&F of 25mm dia PVC pies |  |  |  |  | 0 | Rm | 24 | 0 |  |  | 20-21 | 0
113 | S&F of 25mm dia PVC pies |  |  |  |  | 0 | Rm | 33 | 0 |  |  | 21-22 | 0
113 | S&F of 25mm dia PVC pies |  |  |  |  | 0 | Rm | 35 | 0 |  |  | 22-23 | 0
37 | Supply and Fixing of Premium make CPVC Pipes and Fittings to meet the requirement of ASTM-D 2846 for 15mm dia | 5 | Rm | 53 | 265 |  |  |  |  | 0 | 265 | 19-20 | 265
38 | Labour charges for laying, joining, welding, fixing and commissioning the C-PVC pipes & PVC pipes | 50 | Rm | 31 | 1550 | 0 | Rm | 31 | 0 | 0 | 1550 | 19-20 | 1550
120 | Labour charges for CPVC PIPes |  |  |  |  | 0 | Rm | 31 | 0 |  |  | 20-21 | 0
59 | Labour charges for CPVC PIPes |  |  |  |  | 0 | Rm | 33 | 0 |  |  | 21-22 | 0
97 | Labour charges for laying, joining, welding, fixing and commissioning the C-PVC pipes & PVC pipes |  |  |  |  | 0 | Rm | 33 | 0 |  |  | 22-23 | 0
39 | Supply & fixing of tested NP bib taps at all levels of 12.70mm dia of Indian make 400g first quality | 4 | No | 349 | 1396 | 0 | No | 349 | 0 | 0 | 1396 | 19-20 | 1396
122 | S&F of Bib Type Taps |  |  |  |  | 0 | No | 349 | 0 |  |  | 20-21 | 0
111 | S&F of Bib Type Taps |  |  |  |  | 0 | No | 366 | 0 |  |  | 21-22 | 0
111 | S&F of Bib Type Taps |  |  |  |  | 0 | No | 387 | 0 |  |  | 22-23 | 0
40 | Supplying & fixing 15 mm bib tap with flange Chromeum plated Jaquar make queen series | 1 | No | 3758 | 3758 | 0 | No | 1483 | 0 | 0 | 3758 | 19-20 | 3758
119 | S&F of Bib Type Taps flange Chromeum plated Jaquar make queen series |  |  |  |  | 0 | No | 2769 | 0 |  |  | 20-21 | 0
43 | S&F of Bib Type Taps flange Chromeum plated Jaquar make queen series |  |  |  |  | 0 | No | 1554 | 0 |  |  | 21-22 | 0
43 | S&F of Bib Type Taps flange Chromeum plated Jaquar make queen series |  |  |  |  | 0 | No | 1644 | 0 |  |  | 22-23 | 0
41 | Prince/ Sudhakar make or equivalent quality PVC /SWR pipes & fittings ( as per ISI standards) 4kg/cm2 110mm dia. double socket | 30 | Rm | 136.6667 | 4100 | 0 | Rm | 136.6667 | 0 | 0 | 4100 | 19-20 | 4100
125 | S&F of 110mm dia PVC Pipes |  |  |  |  | 0 | Rm | 136.6667 | 0 |  |  | 20-21 | 0
63 | S&F of 110mm dia PVC Pipes |  |  |  |  | 0 | Rm | 142 | 0 |  |  | 21-22 | 0
101 | Prince/ Sudhakar make or equivalent quality PVC /SWR pipes & fittings ( as per ISI standards) 4kg/cm2 110mm dia. double socket |  |  |  |  | 0 | Rm | 149 | 0 |  |  | 22-23 | 0
42 | Prince/ Sudhakar make or equivalent quality PVC /SWR pipes & fittings ( as per ISI standards) 4kg/cm2 90mm dia. double socket | 5 | Rm | 129.6667 | 648 | 0 | Rm | 129.6667 | 0 | 0 | 648 | 19-20 | 648
123 | S&F of 90mm dia PVC Pipes |  |  |  |  | 0 | Rm | 129.6667 | 0 |  |  | 20-21 | 0
123 | S&F of 90mm dia PVC Pipes |  |  |  |  | 0 | Rm | 135 | 0 |  |  | 21-22 | 0
123 | S&F of 90mm dia PVC Pipes |  |  |  |  | 0 | Rm | 141.6667 | 0 |  |  | 22-23 | 0
43 | Prince/ Sudhakar make or equivalent quality PVC /SWR pipes & fittings ( as per ISI standards) 4kg/cm2 75mm dia. double socket | 10 | Rm | 81.3333 | 813 | 0 | Rm | 81.3333 | 0 | 0 | 813 | 19-20 | 813
128 | S&F of 75mm dia PVC Pipes |  |  |  |  | 0 | Rm | 81.3333 | 0 |  |  | 20-21 | 0
66 | S&F of 75mm dia PVC Pipes |  |  |  |  | 0 | Rm | 84.6667 | 0 |  |  | 21-22 | 0
104 | Prince/ Sudhakar make or equivalent quality PVC /SWR pipes & fittings ( as per ISI standards) 4kg/cm2 75mm dia. double socket |  |  |  |  | 0 | Rm | 89 | 0 |  |  | 22-23 | 0
44 | Labour charges for laying, fixing and commissioning the PVC pipes | 45 | Rm | 70 | 3150 | 0 | Rm | 70 | 0 | 0 | 3150 | 19-20 | 3150
130 | Labour charges for PVC PIPes |  |  |  |  | 0 | Rm | 70 | 0 |  |  | 20-21 | 0
68 | Labour charges for PVC PIPes |  |  |  |  | 0 | Rm | 74 | 0 |  |  | 21-22 | 0
106 | Labour charges for laying, fixing and commissioning the PVC pipes |  |  |  |  | 0 | Rm | 79 | 0 |  |  | 22-23 | 0
45 | Constructing 457.2 mm x 457.2 mm (1'6"x1'6") brick in CM 1:6 prop. Masonry. Inspection chamber upto 914.4 mm (3'0") | 1 | No | 3238 | 3238 |  |  |  |  | 0 | 3238 | 19-20 | 3238
46 | Supplying and Fixing European Water Closet of 1st quality make white glazed including all labour charges for fixing etc., complete. | 2 | No | 4776 | 9552 | 0 | No | 4776 | 0 | 0 | 9552 | 19-20 | 9552
133 | S&F of European type water closet |  |  |  |  | 0 | No | 4776 | 0 |  |  | 20-21 | 0
122 | S&F of European type water closet |  |  |  |  | 0 | No | 5006 | 0 |  |  | 21-22 | 0
109 | Supplying and Fixing European Water Closet of 1st quality make white glazed including all labour charges for fixing etc., complete. |  |  |  |  | 0 | No | 5297 | 0 |  |  | 22-23 | 0
80 | S&F of Indian type water closet |  |  |  |  | 0 | No | 934 | 0 | 0 | 0 | 19-20 | 0
80 | S&F of Indian type water closet |  |  |  |  | 0 | No | 934 | 0 |  |  | 20-21 | 0
80 | S&F of Indian type water closet |  |  |  |  | 0 | No | 979 | 0 |  |  | 21-22 | 0
80 | S&F of Indian type water closet |  |  |  |  | 0 | No | 1036 | 0 |  |  | 22-23 | 0
47 | Supplying and fixing Indian make Flat Back Wash Hand Basin (HSW/Parryware/ Neycer) 1st quality conforming | 2 | No | 1827 | 3654 | 0 | No | 1827 | 0 | 0 | 3654 | 19-20 | 3654
135 | S&F of Wash basin |  |  |  |  | 0 | No | 1827 | 0 |  |  | 20-21 | 0
122 | S&F of Wash basin |  |  |  |  | 0 | No | 1915 | 0 |  |  | 21-22 | 0
122 | S&F of Wash basin |  |  |  |  | 0 | No | 2025 | 0 |  |  | 22-23 | 0
124 | S&F of Urinals |  |  |  |  | 0 | No | 2385 | 0 | 0 | 0 | 19-20 | 0
131 | S&F of Urinals |  |  |  |  | 0 | No | 2385 | 0 |  |  | 20-21 | 0
124 | S&F of Urinals |  |  |  |  | 0 | No | 2499 | 0 |  |  | 21-22 | 0
124 | S&F of Urinals |  |  |  |  | 0 | No | 2644 | 0 |  |  | 22-23 | 0
48 | Supplying & fixing 4" (101.6 mm ) Nahany trap with Jali- PVC/SWR Pipe fittings | 4 | No | 115 | 460 | 0 | No | 122 | 0 | 0 | 460 | 19-20 | 460
137 | Nahany trap with Jali- PVC/SWR Pipe fittings |  |  |  |  | 0 | No | 86 | 0 |  |  | 20-21 | 0
126 | Nahany trap with Jali- PVC/SWR Pipe fittings |  |  |  |  | 0 | No | 89 | 0 |  |  | 21-22 | 0
112 | Supplying & fixing 4" (101.6 mm ) Nahany trap with Jali- PVC/SWR Pipe fittings |  |  |  |  | 0 | No | 93 | 0 |  |  | 22-23 | 0
49 | Supplying & fixing 4" (101.6 mm ) Nahany trap with Jali- PVC/SWR Pipe fittings | 4 | No | 117 | 468 |  |  |  |  | 0 | 468 | 19-20 | 468
50 | Providing & placing on Terrace polyethylene water storage tank with Double layer approved brand | 1000 | Ltr | 6 | 6000 | 0 | lt | 6 | 0 | 0 | 6000 | 19-20 | 6000
140 | S&F of Synthatic Water storage tank |  |  |  |  | 0 | lt | 6 | 0 |  |  | 20-21 | 0
126 | S&F of Synthatic Water storage tank |  |  |  |  | 0 | lt | 6 | 0 |  |  | 21-22 | 0
115 | Providing & placing on Terrace polyethylene water storage tank with Double layer approved brand |  |  |  |  | 0 | lt | 9.5 | 0 |  |  | 22-23 | 0
51 | Supplying and fixing Gunmetal Gate ( GM peet ) valve as per IS-778 Class - I , Indian make heavy type including cost and conveyance of all materials , labour charges etc. omplete for finished item of work. | 2 | No | 1051 | 2102 |  |  |  |  | 0 | 2102 | 19-20 | 2102
52 | Supply and fixing of 110mm dia ISI mark PVC rain water spouts of 4 Kg/cm2 pressure including Cost of necessary pvc bends, shoes and M.S.clamps | 15 | No | 480.3333 | 7205 |  |  |  |  | 0 | 7205 | 19-20 | 7205
118 | Drilling of 165mm dia Bore well by down the hole hammer at a fiished dia of 165mm dia |  | Rm | 420 | 0 | 0 | Rm | 446.4 | 0 | 0 | 0 | 19-20 | 0
144 | Drilling with165mm dia borewell |  |  |  |  | 0 | Rm | 446.4 | 0 |  |  | 20-21 | 0
140 | Drilling with165mm dia borewell |  |  |  |  | 0 | Rm | 470 | 0 |  |  | 21-22 | 0
140 | Drilling with165mm dia borewell |  |  |  |  | 0 | Rm | 446.4 | 0 |  |  | 22-23 | 0
119 | Drilling of 165mm dia Bore well by down the hole hammer at a fiished dia of 165mm dia |  |  |  |  | 0 | Rm | 477.6 | 0 | 0 | 0 | 19-20 | 0
64 | Drilling with165mm dia borewell |  |  |  |  | 0 | Rm | 477.6 | 0 |  |  | 20-21 | 0
64 | Drilling with165mm dia borewell |  |  |  |  | 0 | Rm | 502 | 0 |  |  | 21-22 | 0
64 | Drilling with165mm dia borewell |  |  |  |  | 0 | Rm | 477.6 | 0 |  |  | 22-23 | 0
65 | Drilling with165mm dia borewell |  |  |  |  | 0 | Rm | 600 | 0 | 0 | 0 | 19-20 | 0
65 | Drilling with165mm dia borewell |  |  |  |  | 0 | Rm | 535.7 | 0 |  |  | 20-21 | 0
65 | Drilling with165mm dia borewell |  |  |  |  | 0 | Rm | 563 | 0 |  |  | 21-22 | 0
65 | Drilling with165mm dia borewell |  |  |  |  | 0 | Rm | 535.7 | 0 |  |  | 22-23 | 0
120 | Providing PVC Casing pipe 180mm dia of 6 Kgs/cm2 including cost and conveyance of Pipe |  | Rm | 636 | 0 | 0 | Rm | 325 | 0 | 0 | 0 | 19-20 | 0
146 | S&F of 180mm dia casing pipe |  |  |  |  | 0 | Rm | 325 | 0 |  |  | 20-21 | 0
142 | S&F of 180mm dia casing pipe |  |  |  |  | 0 | Rm | 342 | 0 |  |  | 21-22 | 0
142 | S&F of 180mm dia casing pipe |  |  |  |  | 0 | Rm | 325 | 0 |  |  | 22-23 | 0
121 | Supply and Transportation of 2HP single phase ISI submersible mortor Pumpset subitable for 4" bore well Makes:Kirloskar/ Crompton/ CRI/ KSB/ Texmo/Aryan Varsha |  | No | 16700 | 0 | 0 | No | 18409 | 0 | 0 | 0 | 19-20 | 0
148 | S&F of 2 HP Submersible mortor |  |  |  |  | 0 | No | 18526 | 0 |  |  | 20-21 | 0
144 | S&F of 2 HP Submersible mortor |  |  |  |  | 0 | No | 18370 | 0 |  |  | 21-22 | 0
144 | S&F of 2 HP Submersible mortor |  |  |  |  | 0 | No | 18370 | 0 |  |  | 22-23 | 0
122 | S& F 40 mm HDPE pipe pipe properties & weight as per IS 1239 ISI mark with GI fittings including the cost of pipe & its fittings & labour charges. |  | Rm | 64 | 0 | 0 | Rm | 64 | 0 | 0 | 0 | 19-20 | 0
150 | S& F 40 mm HDPE pip |  |  |  |  | 0 | Rm | 59 | 0 |  |  | 20-21 | 0
146 | S& F 40 mm HDPE pip |  |  |  |  | 0 | Rm | 73 | 0 |  |  | 21-22 | 0
146 | S& F 40 mm HDPE pip |  |  |  |  | 0 | Rm | 85 | 0 |  |  | 22-23 | 0
123 | S&F of 180mm dia bore cap |  | No | 109 | 0 | 0 | No | 109 | 0 | 0 | 0 | 19-20
152 | S&F of 180mm dia bore cap |  |  |  |  | 0 | No | 300 | 0 |  |  | 20-21 | 0
148 | S&F of 180mm dia bore cap |  |  |  |  | 0 | No | 315 | 0 |  |  | 21-22 | 0
148 | S&F of 180mm dia bore cap |  |  |  |  | 0 | No | 300 | 0 |  |  | 22-23 | 0
124 | S&F of 25mm dia GI pipe |  | No | 198 | 0 | 0 | No | 198 | 0 | 0 | 0 | 19-20
154 | S&F of 25mm dia GI pipe |  |  |  |  | 0 | No | 400 | 0 |  |  | 20-21 | 0
150 | S&F of 25mm dia GI pipe |  |  |  |  | 0 | No | 420 | 0 |  |  | 21-22 | 0
150 | S&F of 25mm dia GI pipe |  |  |  |  | 0 | No | 400 | 0 |  |  | 22-23 | 0
125 | S&F of 25mm dia GI Bends |  | No | 22 | 0 | 0 | No | 22 | 0 | 0 | 0 | 19-20
156 | S&F of 25mm dia GI Bends |  |  |  |  | 0 | No | 70 | 0 |  |  | 20-21 | 0
154 | S&F of 25mm dia GI Bends |  |  |  |  | 0 | No | 73 | 0 |  |  | 21-22 | 0
154 | S&F of 25mm dia GI Bends |  |  |  |  | 0 | No | 77 | 0 |  |  | 22-23 | 0
126 | S&F of 25mm dia Clamp set |  | No | 145.2 | 0 | 0 | No | 145.2 | 0 | 0 | 0 | 19-20
158 | S&F of 25mm dia Clamp set |  |  |  |  | 0 | No | 175 | 0 |  |  | 20-21 | 0
156 | S&F of 25mm dia Clamp set |  |  |  |  | 0 | No | 177 | 0 |  |  | 21-22 | 0
156 | S&F of 25mm dia Clamp set |  |  |  |  | 0 | No | 194 | 0 |  |  | 22-23 | 0
127 | Supply of 3 core 1.50 sqm flat copper cable as per for submersible motors of makes polycab for service mains including cost of material and labour charges and taxes etc., complete. |  | Rm | 55 | 0 | 0 | Rm | 80 | 0 | 0 | 0 | 19-20 | 0
160 | Supply of 3 core 1.50 sqm flat copper cable |  |  |  |  | 0 | Rm | 80 | 0 |  |  | 20-21 | 0
154 | Supply of 3 core 1.50 sqm flat copper cable |  |  |  |  | 0 | Rm | 92 | 0 |  |  | 21-22 | 0
154 | Supply of 3 core 1.50 sqm flat copper cable |  |  |  |  | 0 | Rm | 105 | 0 |  |  | 22-23 | 0
128 | Supply and Transportation of control panel for single phasesubmersible motors up to 3 HP |  | No | 4500 | 0 | 0 | No | 4500 | 0 | 0 | 0 | 19-20
162 | Supply and Transportation of control panel |  |  |  |  | 0 | No | 4500 | 0 |  |  | 20-21 | 0
156 | Supply and Transportation of control panel |  |  |  |  | 0 | No | 4950 | 0 |  |  | 21-22 | 0
156 | Supply and Transportation of control panel |  |  |  |  | 0 | No | 5445 | 0 |  |  | 22-23 | 0
129 | Supply & fixing of tested NP bib taps at all levels of 12.70mm dia of Indian make 400g first quality |  | No | 223 | 0 |  |  |  | 0 | 0 | 0 | 19-20 | 0
| Providing Electrification items | [10 empty] | 19-20 | 1
53 | Supply and Fixing of ISI 25mm outer dia medium (1.80mm thickness) grade with IS:9537 part 3 regid PVC pipe with PVC | 50 | Rm | 57.7 | 2885 | 70 | Rm | 71.04 | 4973 | 2088 | 0 | 19-20 | -2088
75 | Supply and Fixing of ISI 25mm outer dia medium (1.80mm thickness) grade with IS:9537 part 3 regid PVC pipe with PVC |  |  |  |  | 0 | Rm | 64.86 | 0 |  |  | 20-21 | 0
142 | S&F of 25mm dia 2.2 mm thick PVC Conduit pipe |  |  |  |  | 0 | Rm | 69.88 | 0 |  |  | 21-22 | 0
142 | S&F of 25mm dia 2.2 mm thick PVC Conduit pipe |  |  |  |  | 0 | Rm | 80.18 | 0 |  |  | 22-23 | 0
54 | Supply and Fixing of ISI 25mm outer dia medium (1.80mm thickness) grade with IS:9537 part 3 regid PVC pipe with PVC | 50 | Rm | 55 | 2750 | 0 | Rm | 79.19 | 0 | 0 | 2750 | 19-20 | 2750
167 | S&F of 25mm dia 2.2 mm thick PVC Conduit pipe |  |  |  |  | 0 | Rm | 73.41 | 0 |  |  | 20-21 | 0
77 | S&F of 25mm dia 2.2 mm thick PVC Conduit pipe |  |  |  |  | 0 | Rm | 79.43 | 0 |  |  | 21-22 | 0
71 | Supply and Fixing of ISI 25mm outer dia medium (1.80mm thickness) grade with IS:9537 part 3 regid PVC pipe with PVC |  |  |  |  | 0 | Rm | 89.61 | 0 |  |  | 22-23 | 0
55 | Labour for Grooves 2-3mm thick for PVC pipes | 50 | Rm | 72.2 | 3610 | 0 | Rm | 55 | 0 | 0 | 3610 | 19-20 | 3610
58 | Labour for Grooves 2-3mm thick for PVC pipes |  |  |  |  | 0 | Rm | 55 | 0 |  |  | 20-21 | 0
58 | Labour for Grooves 2-3mm thick for PVC pipes |  |  |  |  | 0 | Rm | 58 | 0 |  |  | 21-22 | 0
58 | Labour for Grooves 2-3mm thick for PVC pipes |  |  |  |  | 0 | Rm | 64 | 0 |  |  | 22-23 | 0
145 | 200/18 SWG Module box w for 12 Module box |  |  |  |  | 0 | No | 205 | 0 | 0 | 0 | 19-20 | 0
169 | 200/18 SWG Module box w for 12 Module box |  |  |  |  | 0 | No | 205 | 0 |  |  | 20-21 | 0
79 | 200/18 SWG Module box w for 12 Module box |  |  |  |  | 0 | No | 226 | 0 |  |  | 21-22 | 0
59 | 200/18 SWG Module box w for 12 Module box |  |  |  |  | 0 | No | 245 | 0 |  |  | 22-23 | 0
146 | 200/18 SWG Module box w for 8 Module box |  |  |  |  | 0 | No | 170 | 0 | 0 | 0 | 19-20 | 0
170 | 200/18 SWG Module box w for 8 Module box |  |  |  |  | 0 | No | 170 | 0 |  |  | 20-21 | 0
146 | 200/18 SWG Module box w for 8 Module box |  |  |  |  | 0 | No | 187 | 0 |  |  | 21-22 | 0
60 | 200/18 SWG Module box w for 8 Module box |  |  |  |  | 0 | No | 203 | 0 |  |  | 22-23 | 0
147 | 200/18 SWG Module box w for 6 Module box |  |  |  |  | 0 | No | 130 | 0 | 0 | 0 | 19-20 | 0
171 | 200/18 SWG Module box w for 6 Module box |  |  |  |  | 0 | No | 130 | 0 |  |  | 20-21 | 0
147 | 200/18 SWG Module box w for 6 Module box |  |  |  |  | 0 | No | 143 | 0 |  |  | 21-22 | 0
147 | 200/18 SWG Module box w for 6 Module box |  |  |  |  | 0 | No | 155 | 0 |  |  | 22-23 | 0
148 | 200/18 SWG Module box w for 4 Module box |  |  |  |  | 0 | No | 95 | 0 | 0 | 0 | 19-20 | 0
157 | 200/18 SWG Module box w for 4 Module box |  |  |  |  | 0 | No | 95 | 0 |  |  | 20-21 | 0
80 | 200/18 SWG Module box w for 4 Module box |  |  |  |  | 0 | No | 105 | 0 |  |  | 21-22 | 0
148 | 200/18 SWG Module box w for 4 Module box |  |  |  |  | 0 | No | 114 | 0 |  |  | 22-23 | 0
167 | 200/18 SWG Module box w for 18 Module box |  |  |  |  | 0 | No | 335 | 0 | 0 | 0 | 19-20 | 0
167 | 200/18 SWG Module box w for 18 Module box |  |  |  |  | 0 | No | 335 | 0 |  |  | 20-21 | 0
167 | 200/18 SWG Module box w for 18 Module box |  |  |  |  | 0 | No | 369 | 0 |  |  | 21-22 | 0
167 | 200/18 SWG Module box w for 18 Module box |  |  |  |  | 0 | No | 400 | 0 |  |  | 22-23 | 0
168 | 200/18 SWG Module box w for 16 Module box |  |  |  |  | 0 | No | 300 | 0 | 0 | 0 | 19-20 | 0
168 | 200/18 SWG Module box w for 16 Module box |  |  |  |  | 0 | No | 300 | 0 |  |  | 20-21 | 0
168 | 200/18 SWG Module box w for 16 Module box |  |  |  |  | 0 | No | 331 | 0 |  |  | 21-22 | 0
168 | 200/18 SWG Module box w for 16 Module box |  |  |  |  | 0 | No | 359 | 0 |  |  | 22-23 | 0
147 | 200/18 SWG Module box w for 2 Module box |  |  |  |  | 0 | No | 57 | 0 | 0 | 0 | 19-20 | 0
172 | 200/18 SWG Module box w for 2 Module box |  |  |  |  | 0 | No | 57 | 0 |  |  | 20-21 | 0
147 | 200/18 SWG Module box w for 2 Module box |  |  |  |  | 0 | No | 63 | 0 |  |  | 21-22 | 0
147 | 200/18 SWG Module box w for 2 Module box |  |  |  |  | 0 | No | 68 | 0 |  |  | 22-23 | 0
56 | Wiring with run of 2 of 14/0.3mm (1.0 Sq.mm) FRLS / HFFR PVC insulated flexible ISI mark copper cable for light and tube point | 20 | Poi | 522 | 10440 | 0 | Poi | 383.5 | 0 | 0 | 10440 | 19-20 | 10440
174 | Wiring with run of 2 of 14/0.3mm (1.0 Sq.mm) |  |  |  |  | 0 | Poi | 395.5 | 0 |  |  | 20-21 | 0
150 | Wiring with run of 2 of 14/0.3mm (1.0 Sq.mm) |  |  |  |  | 0 | Poi | 436.33 | 0 |  |  | 21-22 | 0
62 | Wiring with run of 2 of 14/0.3mm (1.0 Sq.mm) FRLS / HFFR PVC insulated flexible ISI mark copper cable for light and tube point |  |  |  |  | 0 | Poi | 481.67 | 0 |  |  | 22-23 | 0
57 | Wiring with run of 2 of 14/0.3mm (1.0 Sq.mm) FRLS / HFFR PVC insulated flexible ISI mark copper cable for fan point | 2 | No | 564 | 1128 | 0 | Poi | 402.5 | 0 | 0 | 1128 | 19-20 | 1128
63 | Wiring with run of 2 of 14/0.3mm (1.0 Sq.mm) |  |  |  |  | 0 | Poi | 414.5 | 0 |  |  | 20-21 | 0
63 | Wiring with run of 2 of 14/0.3mm (1.0 Sq.mm) |  |  |  |  | 0 | Poi | 457.33 | 0 |  |  | 21-22 | 0
82 | Wiring with run of 2 of 14/0.3mm (1.0 Sq.mm) FRLS / HFFR PVC insulated flexible ISI mark copper cable for fan point |  |  |  |  | 0 | Poi | 503.67 | 0 |  |  | 22-23 | 0
152 | Supply and Run of 1 of 14/0.3mm (1.00 Sq.mm) |  |  |  |  | 0 | Rm | 18.59 | 0 | 0 | 0 | 19-20 | 0
176 | Supply and Run of 1 of 14/0.3mm (1.00 Sq.mm) |  |  |  |  | 0 | Rm | 19.09 | 0 |  |  | 20-21 | 0
152 | Supply and Run of 1 of 14/0.3mm (1.00 Sq.mm) |  |  |  |  | 0 | Rm | 21.19 | 0 |  |  | 21-22 | 0
83 | Supply and Run of 1 of 14/0.3mm (1.00 Sq.mm) |  |  |  |  | 0 | Rm | 23.55 | 0 |  |  | 22-23 | 0
58 | Supply and Run of 2 of 22/0.3mm (1.50 Sq.mm) with in existing pipe for run of mains inlcuding all labour charges etc., complete. | 20 | Rm | 67 | 1340 | 0 | Rm | 60.7 | 0 | 0 | 1340 | 19-20 | 1340
155 | Supply and Run of 2 of 22/0.3mm (1.50 Sq.mm) |  |  |  |  | 0 | Rm | 60.7 | 0 |  |  | 20-21 | 0
155 | Supply and Run of 2 of 22/0.3mm (1.50 Sq.mm) |  |  |  |  | 0 | Rm | 69.83 | 0 |  |  | 21-22 | 0
64 | Supply and Run of 2 of 22/0.3mm (1.50 Sq.mm) |  |  |  |  | 0 | Rm | 79.48 | 0 |  |  | 22-23 | 0
59 | Supply and Run of 2 of 36/0.3mm (2.50 Sq.mm) with in existing pipe for run of mains inlcuding all labour charges etc., complete. | 45 | Rm | 85.6 | 3852 | 0 | Rm | 64.8731 | 0 | 0 | 3852 | 19-20 | 3852
179 | Supply and Run of 2 of 36/0.3mm (2.50 Sq.mm) |  |  |  |  | 0 | Rm | 65.8685 | 0 |  |  | 20-21 | 0
155 | Supply and Run of 2 of 36/0.3mm (2.50 Sq.mm) |  |  |  |  | 0 | Rm | 74.224 | 0 |  |  | 21-22 | 0
142 | Supply and Run of 2 of 36/0.3mm (2.50 Sq.mm) with Run 1 of 22/0.3mm(1.5Sqmm) FRLS / HFFR PVC insulated flexible ISI mark copper cable in existing pipe for run of mains inlcuding all labour charges etc., complete. |  |  |  |  | 0 | Rm | 83.3335 | 0 |  |  | 22-23 | 0
60 | Supply and Run of 2 of 56/0.3mm (4.00 Sq.mm) with in existing pipe for run of mains inlcuding all labour charges etc., complete | 45 | Rm | 113 | 5085 | 0 | Rm | 98.56 | 0 | 0 | 5085 | 19-20 | 5085
181 | Supply and Run of 2 of 56/0.3mm (4.00 Sq.mm) |  |  |  |  | 0 | Rm | 100.05 | 0 |  |  | 20-21 | 0
155 | Supply and Run of 2 of 56/0.3mm (4.00 Sq.mm) |  |  |  |  | 0 | Rm | 112.78 | 0 |  |  | 21-22 | 0
155 | Supply and Run of 2 of 56/0.3mm (4.00 Sq.mm) |  |  |  |  | 0 | Rm | 126.65 | 0 |  |  | 22-23 | 0
61 | Supply and Run of 2 of 6 Sq.mm WPSC Aluminium cable along with No.10 SWG G.I bearer wire through PVC cleats with all accessories including labour charges etc., complete for service mains. | 30 | Rm | 297.8 | 8934 | 0 | Rm | 50.795 | 0 | 0 | 8934 | 19-20 | 8934
183 | Supply and Run of 4 of 84/0.3mm (6.0 Sq.mm) |  |  |  |  | 0 | Rm | 54.465 | 0 |  |  | 20-21 | 0
158 | Supply and Run of 4 of 84/0.3mm (6.0 Sq.mm) |  |  |  |  | 0 | Rm | 56.314 | 0 |  |  | 21-22 | 0
88 | Supply and Run of 4 of 84/0.3mm (6.0 Sq.mm) |  |  |  |  | 0 | Rm | 64.563 | 0 |  |  | 22-23 | 0
159 | Supply of Cover frames for 12 module box |  |  |  |  | 0 | No | 190 | 0 | 0 | 0 | 19-20 | 0
184 | Supply of Cover frames for 12 module box |  |  |  |  | 0 | No | 190 | 0 |  |  | 20-21 | 0
159 | Supply of Cover frames for 12 module box |  |  |  |  | 0 | No | 209 | 0 |  |  | 21-22 | 0
68 | Supply of Cover frames for 12 module box |  |  |  |  | 0 | No | 209 | 0 |  |  | 22-23 | 0
160 | Supply of Cover frames for 8 module box |  |  |  |  | 0 | No | 155 | 0 | 0 | 0 | 19-20 | 0
185 | Supply of Cover frames for 8 module box |  |  |  |  | 0 | No | 155 | 0 |  |  | 20-21 | 0
160 | Supply of Cover frames for 8 module box |  |  |  |  | 0 | No | 171 | 0 |  |  | 21-22 | 0
69 | Supply of Cover frames for 8 module box |  |  |  |  | 0 | No | 171 | 0 |  |  | 22-23 | 0
161 | Supply of Cover frames for 6 module box |  |  |  |  | 0 | No | 120 | 0 | 0 | 0 | 19-20 | 0
186 | Supply of Cover frames for 6 module box |  |  |  |  | 0 | No | 120 | 0 |  |  | 20-21 | 0
161 | Supply of Cover frames for 6 module box |  |  |  |  | 0 | No | 132 | 0 |  |  | 21-22 | 0
161 | Supply of Cover frames for 6 module box |  |  |  |  | 0 | No | 132 | 0 |  |  | 22-23 | 0
162 | Supply of Cover frames for 4 module box |  |  |  |  | 0 | No | 80 | 0 | 0 | 0 | 19-20 | 0
171 | Supply of Cover frames for 4 module box |  |  |  |  | 0 | No | 80 | 0 |  |  | 20-21 | 0
162 | Supply of Cover frames for 4 module box |  |  |  |  | 0 | No | 88 | 0 |  |  | 21-22 | 0
162 | Supply of Cover frames for 4 module box |  |  |  |  | 0 | No | 88 | 0 |  |  | 22-23 | 0
65 | Supply of Cover frames for 18 module box |  |  |  |  | 0 | No | 310 | 0 | 0 | 0 | 19-20 | 0
65 | Supply of Cover frames for 18 module box |  |  |  |  | 0 | No | 310 | 0 |  |  | 20-21 | 0
65 | Supply of Cover frames for 18 module box |  |  |  |  | 0 | No | 341 | 0 |  |  | 21-22 | 0
65 | Supply of Cover frames for 18 module box |  |  |  |  | 0 | No | 341 | 0 |  |  | 22-23 | 0
162 | Supply of Cover frames for 2 module box |  |  |  |  | 0 | No | 60 | 0 | 0 | 0 | 19-20 | 0
187 | Supply of Cover frames for 2 module box |  |  |  |  | 0 | No | 60 | 0 |  |  | 20-21 | 0
162 | Supply of Cover frames for 2 module box |  |  |  |  | 0 | No | 66 | 0 |  |  | 21-22 | 0
162 | Supply of Cover frames for 2 module box |  |  |  |  | 0 | No | 66 | 0 |  |  | 22-23 | 0
62 | Supply and fixing of 6A 3/2 pin wall plug socket with 6A switch control on a common switch board | 10 | No | 431 | 4310 | 0 | No | 105.531 | 0 | 0 | 4310 | 19-20 | 4310
189 | Supply and fixing of 6A 3/2 pin wall plug socket |  |  |  |  | 0 | No | 109.685 | 0 |  |  | 20-21 | 0
164 | Supply and fixing of 6A 3/2 pin wall plug socket |  |  |  |  | 0 | No | 118.04 | 0 |  |  | 21-22 | 0
71 | Supply and fixing of 6A 3/2 pin wall plug socket with 6A switch control on a common switch board |  |  |  |  | 0 | No | 125.735 | 0 |  |  | 22-23 | 0
165 | Supply and fixing of 16A 3/2 pin wall plug socket |  |  |  |  | 0 | No | 344.3 | 0 | 0 | 0 | 19-20 | 0
190 | Supply and fixing of 16A 3/2 pin wall plug socket |  |  |  |  | 0 | No | 375.5 | 0 |  |  | 20-21 | 0
165 | Supply and fixing of 16A 3/2 pin wall plug socket |  |  |  |  | 0 | No | 410 | 0 |  |  | 21-22 | 0
165 | Supply and fixing of 16A 3/2 pin wall plug socket |  |  |  |  | 0 | No | 422.5 | 0 |  |  | 22-23 | 0
89 | Supply and fixing of 6A 2 pin wall plug socket |  |  |  |  | 0 | No | 99.531 | 0 | 0 | 0 | 19-20 | 0
89 | Supply and fixing of 6A 2 pin wall plug socket |  |  |  |  | 0 | No | 103.685 | 0 |  |  | 20-21 | 0
89 | Supply and fixing of 6A 2 pin wall plug socket |  |  |  |  | 0 | No | 112.04 | 0 |  |  | 21-22 | 0
89 | Supply and fixing of 6A 2 pin wall plug socket |  |  |  |  | 0 | No | 119.735 | 0 |  |  | 22-23 | 0
166 | Supply and fixing of 6A flush type Neon Indicator. |  |  |  |  | 0 | No | 18 | 0 | 0 | 0 | 19-20 | 0
191 | Supply and fixing of 6A flush type Neon Indicator. |  |  |  |  | 0 | No | 18 | 0 |  |  | 20-21 | 0
166 | Supply and fixing of 6A flush type Neon Indicator. |  |  |  |  | 0 | No | 20 | 0 |  |  | 21-22 | 0
166 | Supply and fixing of 6A flush type Neon Indicator. |  |  |  |  | 0 | No | 21 | 0 |  |  | 22-23 | 0
63 | Supply and fixing of ISI mark batten holder / angle holder on existing block, but with bulb including all connections etc., complete | 5 | No | 67 | 335 | 0 | No | 177.65 | 0 | 0 | 335 | 19-20 | 335
193 | S&F of ISI mark batten holder / angle holder |  |  |  |  | 0 | No | 120.75 | 0 |  |  | 20-21 | 0
167 | S&F of ISI mark batten holder / angle holder |  |  |  |  | 0 | No | 122 | 0 |  |  | 21-22 | 0
73 | Supply and fixing of ISI mark batten holder / angle holder on existing block, but with bulb including all connections etc., complete |  |  |  |  | 0 | No | 127.25 | 0 |  |  | 22-23 | 0
64 | Supply, Transportation and Fixing of 48" (1200mm) Sweep 5 Star rated Ceiling Fan all labour charges etc., complete. | 4 | No | 2457 | 9828 | 0 | No | 2636.625 | 0 | 0 | 9828 | 19-20 | 9828
181 | S&F of ceiling fan |  |  |  |  | 0 | No | 2644.375 | 0 |  |  | 20-21 | 0
181 | S&F of ceiling fan |  |  |  |  | 0 | No | 3020.38 | 0 |  |  | 21-22 | 0
152 | Supply, Transportation and Fixing of 48" (1200mm) Sweep 5 Star rated Ceiling Fan all labour charges etc., complete. |  |  |  |  | 0 | No | 3312.185 | 0 |  |  | 22-23 | 0
89 | S&F of ceiling fan |  |  |  |  | 0 | No | 2323 | 0 | 0 | 0 | 19-20 | 0
195 | S&F of ceiling fan |  |  |  |  | 0 | No | 2323 | 0 |  |  | 20-21 | 0
169 | S&F of ceiling fan |  |  |  |  | 0 | No | 2671.45 | 0 |  |  | 21-22 | 0
169 | S&F of ceiling fan |  |  |  |  | 0 | No | 2941.12 | 0 |  |  | 22-23 | 0
65 | Supply and fixing of Modular type Electronic fan regulator hum free step type socket size in the existing switch board. | 4 | No | 497 | 1988 | 0 | No | 237.5 | 0 | 0 | 1988 | 19-20 | 1988
197 | Fan regulator |  |  |  |  | 0 | No | 241 | 0 |  |  | 20-21 | 0
171 | Fan regulator |  |  |  |  | 0 | No | 263 | 0 |  |  | 21-22 | 0
171 | Fan regulator |  |  |  |  | 0 | No | 278 | 0 |  |  | 22-23 | 0
66 | Labour charges for fixing of ceiling fan with regulator including transportation, 3 core wire leads etc complete | 4 | No | 272.8 | 1091 | 0 | No | 133.625 | 0 | 0 | 1091 | 19-20 | 1091
199 | Labour charges for fixing fan |  |  |  |  | 0 | No | 141.375 | 0 |  |  | 20-21 | 0
173 | Labour charges for fixing fan |  |  |  |  | 0 | No | 158.43 | 0 |  |  | 21-22 | 0
173 | Labour charges for fixing fan |  |  |  |  | 0 | No | 163.065 | 0 |  |  | 22-23 | 0
67 | Supply and erecting 19/20mm steel tube down rod of one meter length with bolts & nuts duly painted with matching colour of fan complete | 6 | No | 132 | 792 | 0 | No | 126.8 | 0 | 0 | 792 | 19-20 | 792
78 | steel tube down rod for ceiling fan |  |  |  |  | 0 | No | 129.5 | 0 |  |  | 20-21 | 0
78 | steel tube down rod for ceiling fan |  |  |  |  | 0 | No | 147 | 0 |  |  | 21-22 | 0
78 | steel tube down rod for ceiling fan |  |  |  |  | 0 | No | 161.5 | 0 |  |  | 22-23 | 0
175 | Fan hook |  |  |  |  | 0 | No | 252.388 | 0 | 0 | 0 | 19-20 | 0
201 | Fan hook |  |  |  |  | 0 | No | 195.17 | 0 |  |  | 20-21 | 0
175 | Fan hook |  |  |  |  | 0 | No | 208.13 | 0 |  |  | 21-22 | 0
175 | Fan hook |  |  |  |  | 0 | No | 230.73 | 0 |  |  | 22-23 | 0
68 | Supply and Transportation and fixing of 1200 mm length,Box type powder coatedtube light luminaire with necessary wiring suitable for fixing 2 Nos retrofit T8 LED tubes but without tube and choke | 5 | No | 405 | 2025 | 0 | No | 404.1 | 0 | 0 | 2025 | 19-20 | 2025
203 | S&F of Tube light |  |  |  |  | 0 | No | 410.5 | 0 |  |  | 20-21 | 0
177 | S&F of Tube light |  |  |  |  | 0 | No | 395.93 | 0 |  |  | 21-22 | 0
79 | Supply and Transportation and fixing of 1200 mm length,Box type powder coatedtube light luminaire with necessary wiring suitable for fixing 2 Nos retrofit T8 LED tubes but without tube and choke |  |  |  |  | 0 | No | 406.44 | 0 |  |  | 22-23 | 0
199 | S&F of street 20 W light |  |  |  |  | 0 | No | 1980 | 0 | 0 | 0 | 19-20 | 0
199 | S&F of street 20 W light |  |  |  |  | 0 | No | 1980 | 0 |  |  | 20-21 | 0
199 | S&F of street 20 W light |  |  |  |  | 0 | No | 1822 | 0 |  |  | 21-22 | 0
199 | S&F of street 20 W light |  |  |  |  | 0 | No | 1822 | 0 |  |  | 22-23 | 0
199 | S&F of street 60 W light |  |  |  |  | 0 | No | 5900 | 0 | 0 | 0 | 19-20 | 0
199 | S&F of street 60 W light |  |  |  |  | 0 | No | 5900 | 0 |  |  | 20-21 | 0
199 | S&F of street 60 W light |  |  |  |  | 0 | No | 5428 | 0 |  |  | 21-22 | 0
199 | S&F of street 60 W light |  |  |  |  | 0 | No | 5428 | 0 |  |  | 22-23 | 0
69 | Supply and fixing 8 way SPN Distribution board with IP-20 protection suitable for single phase Earth Leakage Circute Braker (ELCB) | 1 | No | 10532 | 10532 | 0 | No | 2936 | 0 | 0 | 10532 | 19-20 | 10532
204 | Supply and fixing SPN Distribution board |  |  |  |  | 0 | No | 2995 | 0 |  |  | 20-21 | 0
178 | Supply and fixing SPN Distribution board |  |  |  |  | 0 | No | 3255 | 0 |  |  | 21-22 | 0
80 | Supply and fixing SPN Distribution board with IP-20 protection suitable for single phase Earth Leakage Circute Braker (ELCB) |  |  |  |  | 0 | No | 3662 | 0 |  |  | 22-23 | 0
70 | Supply of 9" (225mm), Light duty exhaust fan with double ball bearing and wire guard etc complete. | 1 | No | 2076 | 2076 | 0 | No | 1290 | 0 | 0 | 2076 | 19-20 | 2076
81 | Light duty exhaust fan |  |  |  |  | 0 | No | 1290 | 0 |  |  | 20-21 | 0
81 | Light duty exhaust fan |  |  |  |  | 0 | No | 1484 | 0 |  |  | 21-22 | 0
81 | Light duty exhaust fan |  |  |  |  | 0 | No | 1634 | 0 |  |  | 22-23 | 0
182 | 2 Nos of 32A, 240V Porcelain Rewirable Fuse Units |  |  |  |  | 0 | No | 886.8 | 0 | 0 | 0 | 19-20 | 0
206 | 2 Nos of 32A, 240V Porcelain Rewirable Fuse Units |  |  |  |  | 0 | No | 905 | 0 |  |  | 20-21 | 0
182 | 2 Nos of 32A, 240V Porcelain Rewirable Fuse Units |  |  |  |  | 0 | No | 1005.6 | 0 |  |  | 21-22 | 0
82 | Supply and fixing of 2 Nos of 32A, 240V Porcelain Rewirable Fuse Units of makes : GM / Sputnik / Kundancab / Million / Gold Medal / Vimal / Star / Benlo on 12" x 18" peta board with connections and labour charges etc complete. |  |  |  |  | 0 | No | 1089.96 | 0 |  |  | 22-23 | 0
71 | Providing independent earthling by excavating a pit to a depth of 2.25Mt in all soils, as per size specified | 1 | No | 3390 | 3390 | 0 | No | 3404.82 | 0 | 0 | 3390 | 19-20 | 3390
208 | Providng Independent earthing |  |  |  |  | 0 | No | 3432.82 | 0 |  |  | 20-21 | 0
184 | Providng Independent earthing |  |  |  |  | 0 | No | 3771.935 | 0 |  |  | 21-22 | 0
162 | Providing independent earthling by excavating a pit to a depth of 2.25Mt in all soils, as per size specified |  |  |  |  | 0 | No | 4142.425 | 0 |  |  | 22-23 | 0
72 | DB with 1 No 20A single phase | 1 | No | 1227 | 1227 |  |  |  |  | 0 | 1227 | 19-20 | 1227
85 | 8 Way TPN DB Horizontal with IP 20 |  |  |  | 0 |  |  |  | 0 | 0 | 0 | 19-20 | 0
73 | Modular telephone jack | 5 | No | 113.6 | 568 |  |  |  |  | 0 | 568 | 19-20 | 568
74 | Supply,laying ,testing and commisioning of 4-pair | 50 | Rm | 32 | 1600 |  |  |  |  | 0 | 1600 | 19-20 | 1600
75 | Supply and run of 5 pair telephone copper wire | 30 | Rm | 29.7 | 891 |  |  |  |  | 0 | 891 | 19-20 | 891
168 | APSPDCL ELECTRICAL CHARGES | [7 empty] | 0 | 0 | 0 | 19-20 | 0
76 | Difference in cost of Sand | [7 empty] | -53531 | 0 | 53531 | - | 53531
77 | Difference in cost of Steel rate | [7 empty] | 64528 | 64528 | 0 | - | -64528
221 | Provision for Soil investigation charges | [7 empty] | 0 | 0 | 0 | - | 0
78 | Provision for GST charges |  |  |  | 109107 |  |  |  | 0 | 0 | 109107 | - | 109107
79 | Provision for QC @0.5% |  |  |  | 7875 |  |  |  | 8548 | 673 | 0 | - | -673
80 | Provision for Seignorage charges |  |  |  | 19966 |  |  |  | 21507 | 1541 | 0 | - | -1541
81 | Provision for Name board |  |  |  | 3600 |  |  |  | 0 | 0 | 3600 | - | 3600
175 | Provision for Work file | [7 empty] | 0 | 0 | 0 | -
82 | Unforseen items such as if any |  |  |  | 8014 |  |  |  | 1429 | 0 | 6585 | - | 6585
| Part-B | [11 empty] | 1
1 | Clearing light jungle |  |  |  |  | 0 | Sqm | 6.06 | 0 | 0 | 0 | 22-23 | 0
1 | Engaging Unskilled Labour for Earth work excavation & depositing on bank with an initial lead & initial lift in Loamy, Clayey soils like BC Soils, Red Earth & Chodu Soils |  |  |  |  | 0 | Cum | 144.26 | 0 | 0 | 0 | 22-23 | 0
2 | Plain Cement Concrete (1:4:8) proportion Nominal mix for foundations using 40mm size SS-5 metal including c/c of all materials & labour charges, machine mixing & laying concrete in foundation |  |  |  |  | 0 | Cum | 4583.31 | 0 | 0 | 0 | 22-23 | 0
4 | PCC (1:5:10) for bed concrete |  |  |  |  | 0 | Cum | 4431.03 | 0 | 0 | 0 | 22-23 | 0
3 | Filling basement with Selected earth |  |  |  |  | 0 | Cum | 216.13 | 0 | 0 | 0 | 22-23 | 0
5 | Filling basement with Gravel |  |  |  |  | 0 | Cum | 272.13 | 0 | 0 | 0 | 22-23 | 0
7 | Filling basement with Sand filling |  |  |  |  | 0 | Cum | 1603.13 | 0 | 0 | 0 | 22-23 | 0
10 | Refilling with excavated soil |  |  |  |  | 0 | Cum | 284.4 | 0 | 0 | 0 | 22-23 | 0
6 | VRCC M25 design mix Concrete for column footings |  |  |  |  | 0 | Cum | 8062.18 | 0 | 0 | 0 | 22-23 | 0
7 | VRCC M25 design mix Concrete for Pedastal |  |  |  |  | 0 | Cum | 8501.18 | 0 | 0 | 0 | 22-23 | 0
8 | VRCC M25 design mix Concrete for Columns |  |  |  |  | 0 | Cum | 10417.6 | 0 | 0 | 0 | 22-23 | 0
9 | VRCC M25 design mix Concrete for Plinth beam |  |  |  |  | 0 | Cum | 10162.18 | 0 | 0 | 0 | 22-23 | 0
10 | VRCC M25 design mix Concrete for Beams |  |  |  |  | 0 | Cum | 9921.19 | 0 | 0 | 0 | 22-23 | 0
11 | VRCC M25 design mix Concrete for Slab 125mm |  |  |  |  | 0 | Sqm | 1202.4 | 0 | 0 | 0 | 22-23 | 0
12 | VRCC M25 design mix Concrete for Slab 150mm |  |  |  |  | 0 | Sqm | 1345.28 | 0 | 0 | 0 | 22-23 | 0
11 | VRCC M25 design mix Concrete for Slab 100mm |  |  |  |  | 0 | Sqm | 1059.52 | 0 | 0 | 0 | 22-23 | 0
11 | VRCC M25 design mix Concrete for Slab 50mm |  |  |  |  | 0 | Sqm | 526.3 | 0 | 0 | 0 | 22-23 | 0
15 | VRCC M25 design mix Concrete for Slab 25mm |  |  |  |  | 0 | Sqm | 385.15 | 0 | 0 | 0 | 22-23 | 0
15 | VRCC M25 design mix Concrete for Lintels |  |  |  |  | 0 | Cum | 10584.6 | 0 | 0 | 0 | 22-23 | 0
17 | VRCC M25 design mix Concrete for Sunshades |  |  |  |  | 0 | Rm | 518.52 | 0 | 0 | 0 | 22-23 | 0
20 | impervious coat over roof slab-12mm |  |  |  |  | 0 | Sqm | 315.69 | 0 | 0 | 0 | 22-23 | 0
16 | impervious coat over roof slab-20mm |  |  |  |  | 0 | Sqm | 405.78 | 0 | 0 | 0 | 22-23 | 0
1 | PCC M25 for Steps |  |  |  |  | 0 | Cum | 5601.67 | 0 | 0 | 0 | 22-23 | 0
16 | RR Masonary in CM (1:6) for basement |  |  |  |  | 0 | Cum | 3828.35 | 0 | 0 | 0 | 22-23 | 0
18 | Brick masonery in CM (1:8) for basement |  |  |  |  | 0 | Cum | 6869.83 | 0 | 0 | 0 | 22-23 | 0
20 | Brick masonery in CM (1:6) for superstructure |  |  |  |  | 0 | Cum | 6926.23 | 0 | 0 | 0 | 22-23 | 0
23 | Reinforced Brick Masonry for partition walls (11.5 cm thick) i |  |  |  |  | 0 | Sqm | 865.32 | 0 | 0 | 0 | 22-23 | 0
21 | Fly ash cement bricks |  |  |  |  | 0 | Sqm | 6281.37 | 0 | 0 | 0 | 22-23 | 0
18 | RCM drop wall |  |  |  |  | 0 | Sqm | 2232.97 | 0 | 0 | 0 | 22-23 | 0
3 | Ceiling Plastering to Ceiling in CM (1:3) 12mm thick with dubara sponge finishing including c/c of all materials including labour charges such as mixing cement mortar and curing etc complete for finished item of work (APSS 901 & 903) |  |  |  |  | 0 | Sqm | 318.2 | 0 | 0 | 0 | 22-23 | 0
22 | Plastering 12mm thick inside in single coats |  |  |  |  | 0 | Sqm | 294.71 | 0 | 0 | 0 | 22-23 | 0
2 | Plastering 20mm thick single coat |  |  |  |  | 0 | Sqm | 314.9 | 0 | 0 | 0 | 22-23 | 0
4 | Plastering to brick masonary wall with 12mm thick double coat in CM (1:5) 8 mm thick base coat and CM (1:3) of 4mm thick top coat with dubara sponge finish etc., complete |  |  |  |  | 0 | Sqm | 388.21 | 0 | 0 | 0 | 22-23 | 0
27 | Plastering 20mm thick double coat |  |  |  |  | 0 | Sqm | 404.02 | 0 | 0 | 0 | 22-23 | 0
109 | Flooring with vitrified tiles |  |  |  |  | 0 | Sqm | 1067.36 | 0 | 0 | 0 | 22-23 | 0
110 | Providing skirting to vitrified tiles |  |  |  |  | 0 | Sqm | 1062.03 | 0 | 0 | 0 | 22-23 | 0
32 | Flooring with Granite stones |  |  |  |  | 0 | sqm | 3115.07 | 0 | 0 | 0 | 22-23 | 0
33 | skirting to internal walls with Granite stones |  |  |  |  | 0 | Sqm | 2905.43 | 0 | 0 | 0 | 22-23 | 0
42 | Flooring with Terrazo tiles |  |  |  |  | 0 | Sqm | 744.7 | 0 | 0 | 0 | 22-23 | 0
43 | skirting to internal walls with Terrazo tiles |  |  |  |  | 0 | Sqm | 750.18 | 0 | 0 | 0 | 22-23 | 0
111 | Flooring with Ceramic non skid tiles of not less than 7-8mm thick 1st quality laid over floor bed including cost and conveyance of all material and labour charges etc complete |  |  |  |  | 0 | Sqm | 801.83 | 0 | 0 | 0 | 22-23 | 0
112 | Providing Daddooing to walls with 5 to 7mm thick Glazed Ceramic wall tiles of 1st quality of 6mm thick set over base coat of CM (1:3) 12mm thick including cost and conveyance of all material and labour charges etc complete |  |  |  |  | 0 | Sqm | 518.15 | 0 | 0 | 0 | 22-23 | 0
1 | Flooring with pressed clay flooring tiles, set over base coat of cement mortar (1:8) 12 mm thick over CC bed already laid |  |  |  |  | 22.14 | Sqm | 1017.93 | 22537 | 22537 | 0 | 22-23 | -22537
| Precasted blocks for flooring |  |  |  |  | 0 | Sqm | 610 | 0 | 0 | 0 | 22-23 | 0
| Gronolithic flooring |  |  |  |  | 0 | Sqm | 345.47 | 0 | 0 | 0 | 22-23 | 0
30 | White washing one coat with whiting |  |  |  |  | 0 | Sqm | 24.05 | 0 | 0 | 0 | 22-23 | 0
4 | Providing and applying Wall putty |  |  |  |  | 0 | Sqm | 173.73 | 0 | 0 | 0 | 22-23 | 0
2 | Painting to new walls with 2 coats of acrylic Emulsion paint Asian or equivalent and shade over Priming coat including all labour charges etc., complete for internal wall |  |  |  |  | 268.64 | Sqm | 146.82 | 39442 | 39442 | 0 | 22-23 | -39442
3 | Painting to new walls with 2 coats of acrylic Emulsion paint Asian or equivalent and shade over Priming coat including all labour charges etc., complete for external wall |  |  |  |  | 223.53 | Sqm | 200.84 | 44894 | 44894 | 0 | 22-23 | -44894
4 | Supply & applying Poly-Urethane Water Proof Polish |  |  |  |  | 14.88 | Sqm | 968.78 | 14415 | 14415 | 0 | 22-23 | -14415
41 | Cost, Supply and Fixing of rolling shutter to Godown |  |  |  |  | 0 | Sqm | 4025 | 0 | 0 | 0 | 22-23 | 0
114 | Painting New Wood / iron work with Two coats of ready mixed Synthatic Enamil paint |  |  |  |  | 0 | Sqm | 149.86 | 0 | 0 | 0 | 22-23 | 0
6 | 1200mm dia 2" thick Precasted rcc hume rings |  |  |  |  | 0 | No | 808 | 0 | 0 | 0 | 22-23 | 0
8 | 900mm dia 2" thick Precasted rcc hume rings |  |  |  |  | 0 | No | 500 | 0 | 0 | 0 | 22-23 | 0
7 | Precasted hume ring slab |  |  |  |  | 0 | No | 130 | 0 | 0 | 0 | 22-23 | 0
47 | Cost of steel |  |  |  |  | 0 | MT | 89280 | 0 | 0 | 0 | 22-23 | 0
35 | VRCC M25 design mix Concrete for Columns |  |  |  |  | 0 | Cum | 11192.01 | 0 | 0 | 0 | 22-23 | 0
36 | VRCC M25 design mix Concrete for Beams |  |  |  |  | 0 | Cum | 10490.18 | 0 | 0 | 0 | 22-23 | 0
37 | VRCC M25 design mix Concrete for Slab 125mm |  |  |  |  | 0 | Sqm | 1395.89 | 0 | 0 | 0 | 22-23 | 0
26 | VRCC M25 design mix Concrete for Slab 100mm |  |  |  |  | 0 | Sqm | 1253.01 | 0 | 0 | 0 | 22-23 | 0
38 | VRCC M25 design mix Concrete for Slab 150mm |  |  |  |  | 0 | Sqm | 1538.77 | 0 | 0 | 0 | 22-23 | 0
58 | VRCC M25 design mix Concrete for Slab 50mm |  |  |  |  | 0 | Sqm | 694.54 | 0 | 0 | 0 | 22-23 | 0
58 | VRCC M25 design mix Concrete for Slab 25mm |  |  |  |  | 0 | Sqm | 553.39 | 0 | 0 | 0 | 22-23 | 0
54 | VRCC M25 design mix Concrete for Lintels |  |  |  |  | 0 | Cum | 11212.51 | 0 | 0 | 0 | 22-23 | 0
56 | VRCC M25 design mix Concrete for Sunshades |  |  |  |  | 0 | Rm | 630.35 | 0 | 0 | 0 | 22-23 | 0
41 | impervious coat over roof slab-12mm |  |  |  |  | 0 | Sqm | 339.16 | 0 | 0 | 0 | 22-23 | 0
61 | impervious coat over roof slab-20mm |  |  |  |  | 0 | Sqm | 438.06 | 0 | 0 | 0 | 22-23 | 0
60 | Brick masonery in CM (1:6) for superstructure |  |  |  |  | 0 | Cum | 7283.96 | 0 | 0 | 0 | 22-23 | 0
30 | Brick masonery in CM (1:8) for basement |  |  |  |  | 0 | Cum | 7227.56 | 0 | 0 | 0 | 22-23 | 0
62 | Reinforced Brick Masonry for partition walls (11.5 cm thick) i |  |  |  |  | 0 | Sqm | 929.28 | 0 | 0 | 0 | 22-23 | 0
22 | Fly ash cement bricks |  |  |  |  | 0 | Sqm | 6718.55 | 0 | 0 | 0 | 22-23 | 0
23 | RCM drop wall |  |  |  |  | 0 | Sqm | 2346.34 | 0 | 0 | 0 | 22-23 | 0
57 | Ornamental Plastering 12mm thick to ceiling |  |  |  |  | 0 | Sqm | 351.17 | 0 | 0 | 0 | 22-23 | 0
57 | Plastering 12mm thick inside in single coats |  |  |  |  | 0 | Sqm | 323.04 | 0 | 0 | 0 | 22-23 | 0
58 | Plastering 20mm thick inside in single coats |  |  |  |  | 0 | Sqm | 343.23 | 0 | 0 | 0 | 22-23 | 0
59 | Plastering 12mm thick double coat |  |  |  |  | 0 | Sqm | 425.82 | 0 | 0 | 0 | 22-23 | 0
61 | Plastering 20mm thick double coat |  |  |  |  | 0 | Sqm | 441.63 | 0 | 0 | 0 | 22-23 | 0
47 | PCC M25 for Steps |  |  |  |  | 0 | Cum | 5722.81 | 0 | 0 | 0 | 22-23 | 0
63 | Flooring with vitrified tiles |  |  |  |  | 0 | Sqm | 1103.39 | 0 | 0 | 0 | 22-23 | 0
65 | Providing skirting to internal walls to 15 cm height |  |  |  |  | 0 | Sqm | 1098.05 | 0 | 0 | 0 | 22-23 | 0
66 | Flooring with Granite stones |  |  |  |  | 0 | sqm | 3181.62 | 0 | 0 | 0 | 22-23 | 0
67 | Skirting with Granite stones |  |  |  |  | 0 | Sqm | 2950.54 | 0 | 0 | 0 | 22-23 | 0
71 | Flooring with Terrazo tiles |  |  |  |  | 0 | Sqm | 780.73 | 0 | 0 | 0 | 22-23 | 0
72 | skirting to internal walls with Terrazo tiles |  |  |  |  | 0 | Sqm | 786.2 | 0 | 0 | 0 | 22-23 | 0
69 | Flooring with Ceramic non skid tiles |  |  |  |  | 0 | Sqm | 837.86 | 0 | 0 | 0 | 22-23 | 0
71 | Dadoing with Glazed tiles |  |  |  |  | 0 | Sqm | 527.21 | 0 | 0 | 0 | 22-23 | 0
32 | Pressed floor tiles |  |  |  |  | 0 | Sqm | 1059.21 | 0 | 0 | 0 | 22-23 | 0
76 | White washing three coats with whiting |  |  |  |  | 0 | Sqm | 25.98 | 0 | 0 | 0 | 22-23 | 0
72 | Providing and applying synthetic plaster putty |  |  |  |  | 0 | Sqm | 184.03 | 0 | 0 | 0 | 22-23 | 0
74 | Painting with Emulsion paint for inernal walls |  |  |  |  | 0 | Sqm | 158.36 | 0 | 0 | 0 | 22-23 | 0
76 | Painting with Emulsion paint for external walls |  |  |  |  | 0 | Sqm | 217.22 | 0 | 0 | 0 | 22-23 | 0
84 | Cost of steel |  |  |  |  | 0 | MT | 90555 | 0 | 0 | 0 | 22-23 | 0
85 | VRCC M25 design mix Concrete for Columns |  |  |  |  | 0 | Cum | 12013.61 | 0 | 0 | 0 | 22-23 | 0
86 | VRCC M25 design mix Concrete for Beams |  |  |  |  | 0 | Cum | 11098.56 | 0 | 0 | 0 | 22-23 | 0
87 | VRCC M25 design mix Concrete for Slab 125mm |  |  |  |  | 0 | Sqm | 1594.17 | 0 | 0 | 0 | 22-23 | 0
26 | VRCC M25 design mix Concrete for Slab 100mm |  |  |  |  | 0 | Sqm | 1451.29 | 0 | 0 | 0 | 22-23 | 0
57 | VRCC M25 design mix Concrete for Slab 150mm |  |  |  |  | 0 | Sqm | 1737.05 | 0 | 0 | 0 | 22-23 | 0
58 | VRCC M25 design mix Concrete for Slab 50mm |  |  |  |  | 0 | Sqm | 865.17 | 0 | 0 | 0 | 22-23 | 0
58 | VRCC M25 design mix Concrete for Slab 25mm |  |  |  |  | 0 | Sqm | 724.02 | 0 | 0 | 0 | 22-23 | 0
59 | VRCC M25 design mix Concrete for Lintels |  |  |  |  | 0 | Cum | 11874.81 | 0 | 0 | 0 | 22-23 | 0
60 | VRCC M25 design mix Concrete for Sunshades |  |  |  |  | 0 | Rm | 744.73 | 0 | 0 | 0 | 22-23 | 0
60 | impervious coat over roof slab-12mm |  |  |  |  | 0 | Sqm | 362.63 | 0 | 0 | 0 | 22-23 | 0
61 | impervious coat over roof slab-20mm |  |  |  |  | 0 | Sqm | 470.34 | 0 | 0 | 0 | 22-23 | 0
88 | Brick masonery in CM (1:6) for superstructure |  |  |  |  | 0 | Cum | 7673.4 | 0 | 0 | 0 | 22-23 | 0
30 | Brick masonery in CM (1:8) for basement |  |  |  |  | 0 | Cum | 7617 | 0 | 0 | 0 | 22-23 | 0
89 | Reinforced Brick Masonry for partition walls (11.5 cm thick) i |  |  |  |  | 0 | Sqm | 999.57 | 0 | 0 | 0 | 22-23 | 0
22 | Fly ash cement bricks |  |  |  |  | 0 | Sqm | 7187.45 | 0 | 0 | 0 | 22-23 | 0
83 | Ornamental Plastering 12mm thick to ceiling |  |  |  |  | 0 | Sqm | 385.55 | 0 | 0 | 0 | 22-23 | 0
82 | Plastering 12mm thick inside in single coats |  |  |  |  | 0 | Sqm | 352.1 | 0 | 0 | 0 | 22-23 | 0
83 | Plastering 20mm thick inside in single coats |  |  |  |  | 0 | Sqm | 372.29 | 0 | 0 | 0 | 22-23 | 0
84 | Plastering 12mm thick double coat |  |  |  |  | 0 | Sqm | 464.16 | 0 | 0 | 0 | 22-23 | 0
85 | Plastering 20mm thick double coat |  |  |  |  | 0 | Sqm | 479.98 | 0 | 0 | 0 | 22-23 | 0
13 | PCC M25 for Steps |  |  |  |  | 0 | Cum | 5843.94 | 0 | 0 | 0 | 22-23 | 0
65 | Flooring with vitrified tiles |  |  |  |  | 0 | Sqm | 1139.42 | 0 | 0 | 0 | 22-23 | 0
69 | Providing skirting to internal walls to 15 cm height |  |  |  |  | 0 | Sqm | 1134.08 | 0 | 0 | 0 | 22-23 | 0
50 | Flooring with Granite stones |  |  |  |  | 0 | sqm | 3248.17 | 0 | 0 | 0 | 22-23 | 0
51 | Skirting with Granite stones |  |  |  |  | 0 | Sqm | 2995.66 | 0 | 0 | 0 | 22-23 | 0
71 | Flooring with Terrazo tiles |  |  |  |  | 0 | Sqm | 816.76 | 0 | 0 | 0 | 22-23 | 0
72 | skirting to internal walls with Terrazo tiles |  |  |  |  | 0 | Sqm | 822.23 | 0 | 0 | 0 | 22-23 | 0
73 | Flooring with Ceramic non skid tiles |  |  |  |  | 0 | Sqm | 873.89 | 0 | 0 | 0 | 22-23 | 0
74 | Dadoing with Glazed tiles |  |  |  |  | 0 | Sqm | 536.26 | 0 | 0 | 0 | 22-23 | 0
32 | Pressed floor tiles |  |  |  |  | 0 | Sqm | 1100.49 | 0 | 0 | 0 | 22-23 | 0
76 | White washing three coats with whiting |  |  |  |  | 0 | Sqm | 27.91 | 0 | 0 | 0 | 22-23 | 0
84 | Providing and applying synthetic plaster putty |  |  |  |  | 0 | Sqm | 194.34 | 0 | 0 | 0 | 22-23 | 0
86 | Painting with Emulsion paint for inernal walls |  |  |  |  | 0 | Sqm | 169.89 | 0 | 0 | 0 | 22-23 | 0
87 | Painting with Emulsion paint for external walls |  |  |  |  | 0 | Sqm | 233.59 | 0 | 0 | 0 | 22-23 | 0
96 | Cost of steel |  |  |  |  | 0 | MT | 91830 | 0 | 0 | 0 | 22-23 | 0
5 | Supply and fixing of Door of size 1.20 x 2.10mt |  |  |  |  | 1 | No | 22903.66 | 22904 | 22904 | 0 | 22-23 | -22904
24 | Supply and fixing of Door of size 0.90 x 2.10mt |  |  |  |  | 0 | No | 15875.19 | 0 | 0 | 0 | 22-23 | 0
| Supply and fixing of Door of size 0.80 x 2.10mt |  |  |  |  | 0 | No | 15037.22 | 0 | 0 | 0 | 22-23 | 0
9 | Supply and fixing of Door of size 0.90 x 2.10mt |  |  |  |  | 0 | No | 11732.03 | 0 | 0 | 0 | 22-23 | 0
6 | Supply and fixing of Door of size 0.90 x 2.10mt |  |  |  |  | 1 | No | 7651.36 | 7651 | 7651 | 0 | 22-23 | -7651
214 | Supply and fixing of Door of size 1.20 x 2.10mt |  |  |  |  | 0 | No | 7927.96 | 0 | 0 | 0 | 22-23 | 0
92 | Supply and fixing of Door of size 1.20 x 2.10mt |  |  |  |  | 0 | No | 11442.58 | 0 | 0 | 0 | 22-23 | 0
7 | Supply and fixing of Door of size 1.05 x 2.10mt GF |  |  |  |  | 1 | No | 8519.25 | 8519 | 8519 | 0 | 22-23 | -8519
215 | Supply and fixing of Door of size 1.05 x 2.10mt FF |  |  |  |  | 0 | No | 7005.16 | 0 | 0 | 0 | 22-23 | 0
114 | WPC door frame and shutter |  |  |  |  | 0 | Sqm | 6846.88 | 0 | 0 | 0 | 22-23 | 0
106 | WPC door with without Bottom frame |  |  |  |  | 0 | Sqm | 6132.48 | 0 | 0 | 0 | 22-23 | 0
8 | Providing and fixing factory made uPVC windows 3track |  |  |  |  | 5.76 | Sqm | 8622 | 49663 | 49663 | 0 | 22-23 | -49663
100 | Providing and fixing factory made uPVC windows 3track |  |  |  |  | 0 | Sqm | 6460 | 0 | 0 | 0 | 22-23 | 0
98 | Providing and fixing factory made uPVC windows single track |  |  |  |  | 0 | Sqm | 6238 | 0 | 0 | 0 | 22-23 | 0
| Single fixed Louvers Ventilator |  |  |  |  | 0 | Sqm | 4062 | 0 | 0 | 0 | 22-23 | 0
106 | Supplying and fixing of ventilator |  |  |  |  | 0 | No | 577.28 | 0 | 0 | 0 | 22-23 | 0
99 | S&F of Cement Jolleys 50mm thick |  |  |  |  | 0 | Sqm | 604.08 | 0 | 0 | 0 | 22-23 | 0
10 | Supplying & fixing of Iron Doors and Windows Grills including labour charges for fabricating steel including cost of welding rods, power charges & fixing the grill in position etc complete |  |  |  |  | 0 | kgs | 110.38 | 0 | 0 | 0 | 22-23 | 0
101 | Supplying & fixing of Iron Grills |  |  |  |  | 0 | Sqm | 3130 | 0 | 0 | 0 | 22-23 | 0
59 | Supplying & fixing of MS tube |  |  |  |  | 0 |  | 126.9 | 0 | 0 | 0 | 22-23 | 0
116 | Supplying & fixing of stainless steel hand rail |  |  |  |  | 0 | Sqm | 3345.94 | 0 | 0 | 0 | 22-23 | 0
78 | Supplying & fixing of stainless steel RamP |  |  |  |  | 0 | Sqm | 1514.34 | 0 | 0 | 0 | 22-23 | 0
78 | Supplying & fixing of stainless steel |  |  |  |  | 0 | kgs | 568.35 | 0 | 0 | 0 | 22-23 | 0
110 | Full Rounding the edges of Granite stone slabs |  |  |  |  | 0 | Rm | 453 | 0 | 0 | 0 | 22-23 | 0
117 | S&F of 32mm dia CPVC pipes |  |  |  |  | 0 | Rm | 214 | 0 | 0 | 0 | 22-23 | 0
9 | Supply and Fixing of Premium make CPVC Pipes and Fittings to meet the requirement of ASTM-D 2846 for 25mm dia |  |  |  |  | 40 | Rm | 136 | 5440 | 5440 | 0 | 22-23 | -5440
104 | S&F of 20mm dia CPVC pipes |  |  |  |  | 0 | Rm | 94 | 0 | 0 | 0 | 22-23 | 0
113 | S&F of 25mm dia PVC pies |  |  |  |  | 0 | Rm | 35 | 0 | 0 | 0 | 22-23 | 0
10 | Labour charges for laying, joining, welding, fixing and commissioning the C-PVC pipes & PVC pipes |  |  |  |  | 40 | Rm | 33 | 1320 | 1320 | 0 | 22-23 | -1320
13 | S&F of Bib Type Taps |  |  |  |  | 0 | No | 387 | 0 | 0 | 0 | 22-23 | 0
43 | S&F of Bib Type Taps flange Chromeum plated Jaquar make queen series |  |  |  |  | 0 | No | 1644 | 0 | 0 | 0 | 22-23 | 0
11 | Prince/ Sudhakar make or equivalent quality PVC /SWR pipes & fittings ( as per ISI standards) 4kg/cm2 110mm dia. double socket |  |  |  |  | 10 | Rm | 149 | 1490 | 1490 | 0 | 22-23 | -1490
123 | S&F of 90mm dia PVC Pipes |  |  |  |  | 0 | Rm | 141.6667 | 0 | 0 | 0 | 22-23 | 0
12 | Prince/ Sudhakar make or equivalent quality PVC /SWR pipes & fittings ( as per ISI standards) 4kg/cm2 75mm dia. double socket |  |  |  |  | 10 | Rm | 89 | 890 | 890 | 0 | 22-23 | -890
13 | Labour charges for laying, fixing and commissioning the PVC pipes |  |  |  |  | 20 | Rm | 79 | 1580 | 1580 | 0 | 22-23 | -1580
14 | Supplying and Fixing European Water Closet of 1st quality make white glazed including all labour charges for fixing etc., complete. |  |  |  |  | 2 | No | 5297 | 10594 | 10594 | 0 | 22-23 | -10594
80 | S&F of Indian type water closet |  |  |  |  | 0 | No | 1036 | 0 | 0 | 0 | 22-23 | 0
15 | Supplying and fixing Indian make Flat Back Wash Hand Basin (HSW/Parryware/ Neycer) 1st quality conforming |  |  |  |  | 2 | No | 2025 | 4050 | 4050 | 0 | 22-23 | -4050
124 | S&F of Urinals |  |  |  |  | 0 | No | 2644 | 0 | 0 | 0 | 22-23 | 0
19 | Nahany trap with Jali- PVC/SWR Pipe fittings |  |  |  |  | 0 | No | 93 | 0 | 0 | 0 | 22-23 | 0
16 | Providing & placing on Terrace polyethylene water storage tank with Double layer approved brand |  |  |  |  | 500 | lt | 9.5 | 4750 | 4750 | 0 | 22-23 | -4750
140 | Drilling with165mm dia borewell |  |  |  |  | 0 | Rm | 446.4 | 0 | 0 | 0 | 22-23 | 0
64 | Drilling with165mm dia borewell |  |  |  |  | 0 | Rm | 477.6 | 0 | 0 | 0 | 22-23 | 0
65 | Drilling with165mm dia borewell |  |  |  |  | 0 | Rm | 535.7 | 0 | 0 | 0 | 22-23 | 0
142 | S&F of 180mm dia casing pipe |  |  |  |  | 0 | Rm | 325 | 0 | 0 | 0 | 22-23 | 0
144 | S&F of 2 HP Submersible mortor |  |  |  |  | 0 | No | 18370 | 0 | 0 | 0 | 22-23 | 0
146 | S& F 40 mm HDPE pip |  |  |  |  | 0 | Rm | 85 | 0 | 0 | 0 | 22-23 | 0
148 | S&F of 180mm dia bore cap |  |  |  |  | 0 | No | 300 | 0 | 0 | 0 | 22-23 | 0
150 | S&F of 25mm dia GI pipe |  |  |  |  | 0 | No | 400 | 0 | 0 | 0 | 22-23 | 0
154 | S&F of 25mm dia GI Bends |  |  |  |  | 0 | No | 77 | 0 | 0 | 0 | 22-23 | 0
156 | S&F of 25mm dia Clamp set |  |  |  |  | 0 | No | 194 | 0 | 0 | 0 | 22-23 | 0
154 | Supply of 3 core 1.50 sqm flat copper cable |  |  |  |  | 0 | Rm | 105 | 0 | 0 | 0 | 22-23 | 0
156 | Supply and Transportation of control panel |  |  |  |  | 0 | No | 5445 | 0 | 0 | 0 | 22-23 | 0
142 | S&F of 25mm dia 2.2 mm thick PVC Conduit pipe |  |  |  |  | 0 | Rm | 73.94 | 0 | 0 | 0 | 22-23 | 0
17 | Supply and Fixing of ISI 25mm outer dia medium (1.80mm thickness) grade with IS:9537 part 3 regid PVC pipe with PVC |  |  |  |  | 40 | Rm | 89.61 | 3584 | 3584 | 0 | 22-23 | -3584
58 | Labour for Grooves 2-3mm thick for PVC pipes |  |  |  |  | 0 | Rm | 64 | 0 | 0 | 0 | 22-23 | 0
18 | 200/18 SWG Module box w for 12 Module box |  |  |  |  | 3 | No | 245 | 735 | 735 | 0 | 22-23 | -735
19 | 200/18 SWG Module box w for 8 Module box |  |  |  |  | 2 | No | 203 | 406 | 406 | 0 | 22-23 | -406
24 | 200/18 SWG Module box w for 6 Module box |  |  |  |  | 0 | No | 155 | 0 | 0 | 0 | 22-23 | 0
25 | 200/18 SWG Module box w for 4 Module box |  |  |  |  | 0 | No | 114 | 0 | 0 | 0 | 22-23 | 0
167 | 200/18 SWG Module box w for 18 Module box |  |  |  |  | 0 | No | 400 | 0 | 0 | 0 | 22-23 | 0
20 | 200/18 SWG Module box w for 16 Module box |  |  |  |  | 3 | No | 359 | 1077 | 1077 | 0 | 22-23 | -1077
20 | 200/18 SWG Module box w for 2 Module box |  |  |  |  | 0 | No | 68 | 0 | 0 | 0 | 22-23 | 0
21 | Wiring with run of 2 of 14/0.3mm (1.0 Sq.mm) FRLS / HFFR PVC insulated flexible ISI mark copper cable for light and tube point |  |  |  |  | 22 | Poi | 481.67 | 10597 | 10597 | 0 | 22-23 | -10597
22 | Wiring with run of 2 of 14/0.3mm (1.0 Sq.mm) |  |  |  |  | 6 | Poi | 503.67 | 3022 | 3022 | 0 | 22-23 | -3022
152 | Supply and Run of 1 of 14/0.3mm (1.00 Sq.mm) |  |  |  |  | 0 | Rm | 23.55 | 0 | 0 | 0 | 22-23 | 0
155 | Supply and Run of 2 of 22/0.3mm (1.50 Sq.mm) |  |  |  |  | 0 | Rm | 79.48 | 0 | 0 | 0 | 22-23 | 0
23 | Supply and Run of 2 of 36/0.3mm (2.50 Sq.mm) with Run 1 of 22/0.3mm(1.5Sqmm) FRLS / HFFR PVC insulated flexible ISI mark copper cable in existing pipe for run of mains inlcuding all labour charges etc., complete. |  |  |  |  | 40 | Rm | 83.3335 | 3333 | 3333 | 0 | 22-23 | -3333
155 | Supply and Run of 2 of 56/0.3mm (4.00 Sq.mm) |  |  |  |  | 0 | Rm | 126.65 | 0 | 0 | 0 | 22-23 | 0
158 | Supply and Run of 4 of 84/0.3mm (6.0 Sq.mm) |  |  |  |  | 0 | Rm | 64.563 | 0 | 0 | 0 | 22-23 | 0
24 | Supply of Cover frames for 12 module box |  |  |  |  | 3 | No | 209 | 627 | 627 | 0 | 22-23 | -627
25 | Supply of Cover frames for 8 module box |  |  |  |  | 2 | No | 171 | 342 | 342 | 0 | 22-23 | -342
31 | Supply of Cover frames for 6 module box |  |  |  |  | 0 | No | 132 | 0 | 0 | 0 | 22-23 | 0
32 | Supply of Cover frames for 4 module box |  |  |  |  | 0 | No | 88 | 0 | 0 | 0 | 22-23 | 0
26 | Supply of Cover frames for 16 module box |  |  |  |  | 3 | No | 297 | 891 | 891 | 0 | 22-23 | -891
24 | Supply of Cover frames for 2 module box |  |  |  |  | 0 | No | 66 | 0 | 0 | 0 | 22-23 | 0
27 | Supply and fixing of 6A 3/2 pin wall plug socket with 6A switch control on a common switch board |  |  |  |  | 11 | No | 125.735 | 1383 | 1383 | 0 | 22-23 | -1383
165 | Supply and fixing of 16A 3/2 pin wall plug socket |  |  |  |  | 0 | No | 422.5 | 0 | 0 | 0 | 22-23 | 0
28 | Supply and fixing of 6A 2 pin wall plug socket |  |  |  |  | 3 | No | 119.735 | 359 | 359 | 0 | 22-23 | -359
166 | Supply and fixing of 6A flush type Neon Indicator. |  |  |  |  | 0 | No | 21 | 0 | 0 | 0 | 22-23 | 0
29 | Supply and fixing of ISI mark batten holder / angle holder on existing block, but with bulb including all connections etc., complete |  |  |  |  | 14 | No | 127.25 | 1782 | 1782 | 0 | 22-23 | -1782
30 | Supply, Transportation and Fixing of 48" (1200mm) Sweep 5 Star rated Ceiling Fan all labour charges etc., complete. |  |  |  |  | 6 | No | 3312.185 | 19873 | 19873 | 0 | 22-23 | -19873
169 | S&F of ceiling fan |  |  |  |  | 0 | No | 2941.12 | 0 | 0 | 0 | 22-23 | 0
171 | Fan regulator |  |  |  |  | 0 | No | 278 | 0 | 0 | 0 | 22-23 | 0
173 | Labour charges for fixing fan |  |  |  |  | 0 | No | 163.065 | 0 | 0 | 0 | 22-23 | 0
78 | steel tube down rod for ceiling fan |  |  |  |  | 0 | No | 161.5 | 0 | 0 | 0 | 22-23 | 0
132 | Fan hook |  |  |  |  | 0 | No | 227.41 | 0 | 0 | 0 | 22-23 | 0
31 | Supply and Transportation and fixing of 1200 mm length,Box type powder coatedtube light luminaire with necessary wiring suitable for fixing 2 Nos retrofit T8 LED tubes but without tube and choke |  |  |  |  | 8 | No | 399.94 | 3200 | 3200 | 0 | 22-23 | -3200
199 | S&F of street 20 W light |  |  |  |  | 0 | No | 1822 | 0 | 0 | 0 | 22-23 | 0
136 | Supply, transportation and fixing of 60Watt LED Street light Luminaire made of pressure |  |  |  |  | 0 | No | 5428 | 0 | 0 | 0 | 22-23 | 0
32 | Supply and fixing SPN Distribution board with IP-20 protection suitable for single phase Earth Leakage Circute Braker (ELCB) |  |  |  |  | 1 | No | 3662 | 3662 | 3662 | 0 | 22-23 | -3662
81 | Light duty exhaust fan |  |  |  |  | 0 | No | 1634 | 0 | 0 | 0 | 22-23 | 0
33 | Supply and fixing of 2 Nos of 32A, 240V Porcelain Rewirable Fuse Units of makes : GM / Sputnik / Kundancab / Million / Gold Medal / Vimal / Star / Benlo on 12" x 18" peta board with connections and labour charges etc complete. |  |  |  |  | 1 | No | 1089.96 | 1090 | 1090 | 0 | 22-23 | -1090
139 | Providing independent earthling by excavating a pit to a depth of 2.25Mt in all soils, as per size specified |  |  |  |  | 0 | No | 4142.425 | 0 | 0 | 0 | 22-23 | 0
34 | Painting, Lettering and Picturing to walls |  |  |  |  | 31.746 | Sqm | 630 | 20000 | 20000 | 0 | 22-23 | -20000
22 | provision for Navaratnalu logo | [7 empty] | 0 | 0 | 0 |  | 0
35 | Provision for QC @0.5% | [7 empty] | 1581 | 1581 | 0 | - | -1581
36 | Provision for Seignorage charges | [7 empty] | 18 | 18 | 0 | - | -18
37 | Unforseen items such as if any | [7 empty] | 12299 | 12299 | 0 | - | -12299
Part-B
96 | Painting New Wood / iron work with Two coats of ready mixed Synthatic Enamil paint |  |  |  | 0 |  |  |  | 0 | 0 | 0 | 19-20 | 0
97 | Supply and fixing of Door of size 1.20 x 2.10mt |  |  |  | 0 |  |  |  | 0 | 0 | 0 | 19-20 | 0
98 | Supply and fixing of Door of size 0.90 x 2.10mt |  |  |  | 0 |  |  |  | 0 | 0 | 0 | 19-20 | 0
99 | Providing and fixing factory made uPVC windows 3track |  |  |  | 0 |  |  |  | 0 | 0 | 0 | 19-20 | 0
100 | Provision for GST as per calculation sheets | [8 empty] | 0 | 0 | 19-20 | 0
101 | Provision for QC @0.5% | [7 empty] | 0 | 0 | 0 | 19-20 | 0
102 | Unforseen items such as if any | [7 empty] | 0 | 0 | 0 | 19-20 | 0
|  | As per Revised estimate |  |  | 1750000 |  |  |  | 2080000 | 962282 | 632282
|  | As per working estimate |  |  | 2080000 | [5 empty] | 962282
| TOTAL | Difference in estimate |  |  | -330000 | [5 empty] | -330000
[7 empty] | Deputy Executive Engineer |  |  | Assistant Engineer
[7 empty] | PRI Sub Division |  |  | Mandal Praja parishad
[7 empty] | Kanigiri |  |  | Kanigiri

## CR
COMPLETION REPORT
Name of the Work: Providing Additional Space for Health Staff in Grama Sachivalayam of Baduguleru GP of Kanigiri Mandal
[9 empty] | Est Rs. | 20.80 Lakhs
S.No | Description of the work | As per working estimate |  |  |  | As per M.Book |  |  |  | Difference |  | Remarks
|  | Quantity |  | Rate | Amount | Quantity |  | Rate | Amount | Excess | Less
1 | 2 | 3 |  | 4 | 5 | 6 |  | 7 | 8 | 9 | 10 | 11
| PART-A | [11 empty] | 1
| Construction of Ground floor | [8 empty] | 0 | 0 | - | 1
1 | Clearing light jungle including up-rooting and removing of Juliflora stumps. | 0 | Sqm | 5.22 | 0 | 0 | Sqm | 5.22 | 0 | 0 | 0 | 19-20 | 0
1 | Clearing light jungle | 0 |  | 5.86 | 0 | 0 | Sqm | 5.86 | 0 |  |  | 20-21 | 0
1 | Clearing light jungle | 0 |  | 6.06 | 0 | 0 | Sqm | 6.06 | 0 |  |  | 21-22 | 0
1 | Clearing light jungle | 0 |  | 6.06 | 0 | 0 | Sqm | 6.06 | 0 |  |  | 22-23 | 0
1 | Engaging Unskilled Labour for Earth work excavation & depositing on bank with an initial lead & initial lift in Loamy, Clayey soils like BC Soils, Red Earth & Chodu Soils | 71.97 | Sqm | 124.24 | 8942 | 71.97 | Cum | 124.24 | 8941.55 | 0 | 0.45 | 19-20 | 0.45
2 | Engaging Unskilled Labour for Earth work excavation & depositing on bank with an initial lead & initial lift in Loamy, Clayey soils like BC Soils, Red Earth & Chodu Soils | 0 | Cum | 139.55 | 0 | 0 | Cum | 139.55 | 0 |  |  | 20-21 | 0
3 | Engaging Unskilled Labour for Earth work excavation & depositing on bank with an initial lead & initial lift in Loamy, Clayey soils like BC Soils, Red Earth & Chodu Soils | 0 | Cum | 144.26 | 0 | 0 | Cum | 144.26 | 0 |  |  | 21-22 | 0
2 | Earthwork excavation for foundation | 0 |  | 144.26 | 0 | 0 | Cum | 144.26 | 0 |  |  | 22-23 | 0
2 | Plain Cement Concrete (1:4:8) proportion Nominal mix for foundations using 40mm size SS-5 metal including c/c of all materials & labour charges, machine mixing & laying concrete in foundation | 20.59 | Cum | 3877.28 | 79833 | 20.59 | Cum | 3877.28 | 79833.2 | 0.2 | 0 | 19-20 | -0.2
5 | Plain Cement Concrete (1:4:8) proportion Nominal mix for foundations using 40mm size SS-5 metal including c/c of all materials & labour charges, machine mixing & laying concrete in foundation | 0 | Cum | 4067.84 | 0 | 0 | Cum | 4067.84 | 0 |  |  | 20-21 | 0
6 | Plain Cement Concrete (1:4:8) proportion Nominal mix for foundations using 40mm size SS-5 metal including c/c of all materials & labour charges, machine mixing & laying concrete in foundation | 0 | Cum | 4332.55 | 0 | 0 | Cum | 4332.55 | 0 |  |  | 21-22 | 0
4 | PCC (1:4:8) for bed concrete | 0 |  | 4583.31 | 0 | 0 | Cum | 4583.31 | 0 |  |  | 22-23 | 0
4 | PCC (1:5:10) for bed concrete | 0 |  | 3725 | 0 | 0 | Cum | 3725 | 0 | 0 | 0 | 19-20 | 0
4 | PCC (1:5:10) for bed concrete | 0 |  | 3915.56 | 0 | 0 | Cum | 3915.56 | 0 |  |  | 20-21 | 0
4 | PCC (1:5:10) for bed concrete | 0 |  | 4180.27 | 0 | 0 | Cum | 4180.27 | 0 |  |  | 21-22 | 0
4 | PCC (1:5:10) for bed concrete | 0 |  | 4431.03 | 0 | 0 | Cum | 4431.03 | 0 |  |  | 22-23 | 0
3 | Filling Basement with Selected earth by watering and ramming including all operational, incidental and including c/c of material and labour charges etc complete for finished item of the work (APSS No 309& 310) per 1 Cum | 17.93 | Cum | 183 | 3281 | 17.93 | Cum | 183 | 3281.19 | 0.19 | 0 | 19-20 | -0.19
7 | Filling Basement with Selected earth by watering and ramming including all operational, incidental and including c/c of material and labour charges etc complete for finished item of the work (APSS No 309& 310) per 1 Cum | 0 | Cum | 205.87 | 0 | 0 | Cum | 205.87 | 0 |  |  | 20-21 | 0
3 | Filling basement with Selected earth | 0 |  | 199.97 | 0 | 0 | Cum | 199.97 | 0 |  |  | 21-22 | 0
3 | Filling basement with Selected earth | 0 |  | 216.13 | 0 | 0 | Cum | 216.13 | 0 |  |  | 22-23 | 0
5 | Filling basement with Gravel | 0 |  | 210 | 0 | 0 | Cum | 210 | 0 | 0 | 0 | 19-20 | 0
5 | Filling basement with Gravel | 0 |  | 234.87 | 0 | 0 | Cum | 234.87 | 0 |  |  | 20-21 | 0
5 | Filling basement with Gravel | 0 |  | 253.22 | 0 | 0 | Cum | 253.22 | 0 |  |  | 21-22 | 0
5 | Filling basement with Gravel | 0 |  | 272.13 | 0 | 0 | Cum | 272.13 | 0 |  |  | 22-23 | 0
4 | Filling with Sand in trenches, sides of foundations & basement by watering and ramming including all operational, incidental, labour charges, hire charges of T&P etc complete including cost and conveyance of material and labour charges etc complete for finished item of the work | 87.51 | Cum | 1271.5 | 111269 | 87.51 | Cum | 1271.5 | 111268.97 | 0 | 0.03 | 19-20 | 0.03
4 | Filling with Sand in trenches, sides of foundations & basement by watering and ramming including all operational, incidental, labour charges, hire charges of T&P etc complete including cost and conveyance of material and labour charges etc complete for finished item of the work | 0 | Cum | 1340.37 | 0 | 0 | Cum | 1340.37 | 0 |  |  | 20-21 | 0
7 | Filling basement with Sand filling | 0 |  | 1528.72 | 0 | 0 | Cum | 1528.72 | 0 |  |  | 21-22 | 0
7 | Filling basement with Sand filling | 0 |  | 1603.13 | 0 | 0 | Cum | 1603.13 | 0 |  |  | 22-23 | 0
5 | Spreading of sand filling | 0 | Cum | 0 | 0 |  |  |  | 0 | 0 | 0 | 19-20 | 0
5 | Filling in foundation with excavated soil as per drawing and technical specification Clause 305.3.9 MORD & 304 MORTH. | 47.3 | Cum | 228 | 10784 | 47.3 | Cum | 228 | 10784.4 | 0.4 | 0 | 19-20 | -0.4
4 | Filling in foundation with excavated soil as per drawing and technical specification Clause 305.3.9 MORD & 304 MORTH. | 0 | Cum | 249.16 | 0 | 0 | Cum | 249.16 | 0 |  |  | 20-21 | 0
10 | Refilling with excavated soil | 0 |  | 265.36 | 0 | 0 | Cum | 265.36 | 0 |  |  | 21-22 | 0
10 | Refilling with excavated soil | 0 |  | 284.4 | 0 | 0 | Cum | 284.4 | 0 |  |  | 22-23 | 0
6 | RCC M25 Nominal mix (Cement: Sand: Metal) using 20mm size graded material including cost and conveyance of all material and labour charges etc., complete for column footings | 9.44 | Cum | 6979.88 | 65890 | 9.44 | Cum | 6979.88 | 65890.07 | 0.07 | 0 | 19-20 | -0.07
5 | RCC M25 Nominal mix (Cement: Sand: Metal) using 20mm size graded material including cost and conveyance of all material and labour charges etc., complete for column footings | 0 | Cum | 7288.23 | 0 | 0 | Cum | 7288.23 | 0 |  |  | 20-21 | 0
11 | VRCC M25 mix Concrete for column footings | 0 | Cum | 7685.43 | 0 | 0 | Cum | 7685.43 | 0 |  |  | 21-22 | 0
6 | VRCC M25 mix Concrete for column footings | 0 |  | 8062.18 | 0 | 0 | Cum | 8062.18 | 0 |  |  | 22-23 | 0
7 | RCC M25 Nominal mix (Cement: Sand: Metal) using 20mm size graded material including cost and conveyance of all material and labour charges etc., complete for Pedastal | 1.37 | Cum | 7392.88 | 10128 | 1.37 | Cum | 7392.88 | 10128.25 | 0.25 | 0 | 19-20 | -0.25
6 | RCC M25 Nominal mix (Cement: Sand: Metal) using 20mm size graded material including cost and conveyance of all material and labour charges etc., complete for Pedastal | 0 | Cum | 7701.23 | 0 | 0 | Cum | 7701.23 | 0 |  |  | 20-21 | 0
7 | VRCC M25 design mix Concrete for Pedastal | 0 |  | 8124.43 | 0 | 0 | Cum | 8124.43 | 0 |  |  | 21-22 | 0
7 | VRCC M25 design mix Concrete for Pedastal | 0 |  | 8501.18 | 0 | 0 | Cum | 8501.18 | 0 |  |  | 22-23 | 0
8 | RCC M25 Nominal mix (Cement: Sand: Metal) using 20mm size graded material including cost and conveyance of all material and labour charges etc., complete for Columns | 5.64 | Cum | 9116.88 | 51419 | 5.64 | Cum | 9116.88 | 51419.2 | 0.2 | 0 | 19-20 | -0.2
7 | RCC M25 Nominal mix (Cement: Sand: Metal) using 20mm size graded material including cost and conveyance of all material and labour charges etc., complete for Columns | 0 | Cum | 9466.93 | 0 | 0 | Cum | 9466.93 | 0 |  |  | 20-21 | 0
8 | VRCC M25 design mix Concrete for Columns | 0 |  | 10004.82 | 0 | 0 | Cum | 10004.82 | 0 |  |  | 21-22 | 0
8 | VRCC M25 design mix Concrete for Columns | 0 |  | 10417.6 | 0 | 0 | Cum | 10417.6 | 0 |  |  | 22-23 | 0
9 | RCC M25 Nominal mix (Cement: Sand: Metal) using 20mm size graded material including cost and conveyance of all material and labour charges etc., complete for Plinth beam | 6.15 | Cum | 8971.88 | 55177 | 6.15 | Cum | 8971.88 | 55177.06 | 0.06 | 0 | 19-20 | -0.06
8 | RCC M25 Nominal mix (Cement: Sand: Metal) using 20mm size graded material including cost and conveyance of all material and labour charges etc., complete for Plinth beam | 0 | Cum | 9280.23 | 0 | 0 | Cum | 9280.23 | 0 |  |  | 20-21 | 0
9 | VRCC M25 design mix Concrete for Plinth beam | 0 |  | 9785.43 | 0 | 0 | Cum | 9785.43 | 0 |  |  | 21-22 | 0
9 | VRCC M25 design mix Concrete for Plinth beam | 0 |  | 10162.18 | 0 | 0 | Cum | 10162.18 | 0 |  |  | 22-23 | 0
10 | RCC M25 Nominal mix (Cement: Sand: Metal) using 20mm size graded material including cost and conveyance of all material and labour charges etc., complete for Roof beam | 6.94 | Cum | 8954.36 | 62143 | 6.94 | Cum | 8954.36 | 62143.26 | 0.26 | 0 | 19-20 | -0.26
15 | RCC M25 Nominal mix (Cement: Sand: Metal) using 20mm size graded material including cost and conveyance of all material and labour charges etc., complete for Roof beam | 0 | Cum | 9169.52 | 0 | 0 | Cum | 9169.52 | 0 |  |  | 20-21 | 0
10 | VRCC M25 design mix Concrete for Beams | 0 |  | 9635.33 | 0 | 0 | Cum | 9635.33 | 0 |  |  | 21-22 | 0
10 | VRCC M25 design mix Concrete for Beams | 0 |  | 9921.19 | 0 | 0 | Cum | 9921.19 | 0 |  |  | 22-23 | 0
11 | RCC M25 Nominal mix (Cement: Sand: Metal) using 20mm size graded material including cost and conveyance of all material and labour charges etc., complete for Roof slab 125mm | 118.09 | Sqm | 1071.8 | 126569 | 118.09 | Sqm | 1071.8 | 126568.86 | 0 | 0.14 | 19-20 | 0.14
16 | RCC M25 Nominal mix (Cement: Sand: Metal) using 20mm size graded material including cost and conveyance of all material and labour charges etc., complete for Roof slab 125mm | 0 | Sqm | 1109.69 | 0 | 0 | Sqm | 1109.69 | 0 |  |  | 20-21 | 0
11 | VRCC M25 design mix Concrete for Slab 125mm | 0 |  | 1166.67 | 0 | 0 | Sqm | 1166.67 | 0 |  |  | 21-22 | 0
11 | VRCC M25 design mix Concrete for Slab 125mm | 0 |  | 1202.4 | 0 | 0 | Sqm | 1202.4 | 0 |  |  | 22-23 | 0
12 | RCC M25 Nominal mix (Cement: Sand: Metal) using 20mm size graded material including cost and conveyance of all material and labour charges etc., complete for Roof slab 150mm | 0 | Sqm | 1195.95 | 0 | 0 | Sqm | 1195.95 | 0 | 0 | 0 | 19-20 | 0
12 | VRCC M25 design mix Concrete for Slab 150mm | 0 |  | 1239.23 | 0 | 0 | Sqm | 1239.23 | 0 |  |  | 20-21 | 0
12 | VRCC M25 design mix Concrete for Slab 150mm | 0 |  | 1302.4 | 0 | 0 | Sqm | 1302.4 | 0 |  |  | 21-22 | 0
12 | VRCC M25 design mix Concrete for Slab 150mm | 0 |  | 1345.28 | 0 | 0 | Sqm | 1345.28 | 0 |  |  | 22-23 | 0
12 | RCC M25 Nominal mix (Cement: Sand: Metal) using 20mm size graded material including cost and conveyance of all material and labour charges etc., complete for Roof slab 100mm | 22.14 | Sqm | 947.64 | 20981 | 22.14 | Sqm | 947.64 | 20980.75 | 0 | 0.25 | 19-20 | 0.25
17 | RCC M25 Nominal mix (Cement: Sand: Metal) using 20mm size graded material including cost and conveyance of all material and labour charges etc., complete for Roof slab 100mm | 0 | Sqm | 980.15 | 0 | 0 | Sqm | 980.15 | 0 |  |  | 20-21 | 0
11 | VRCC M25 design mix Concrete for Slab 100mm | 0 |  | 1030.93 | 0 | 0 | Sqm | 1030.93 | 0 |  |  | 21-22 | 0
11 | VRCC M25 design mix Concrete for Slab 100mm | 0 |  | 1059.52 | 0 | 0 | Sqm | 1059.52 | 0 |  |  | 22-23 | 0
18 | VRCC M25 design mix Concrete for Slab 50mm | 0 |  | 471.03 | 0 | 0 | Sqm | 471.03 | 0 | 0 | 0 | 19-20 | 0
11 | VRCC M25 design mix Concrete for Slab 50mm | 0 |  | 487.1 | 0 | 0 | Sqm | 487.1 | 0 |  |  | 20-21 | 0
11 | VRCC M25 design mix Concrete for Slab 50mm | 0 |  | 512.26 | 0 | 0 | Sqm | 512.26 | 0 |  |  | 21-22 | 0
11 | VRCC M25 design mix Concrete for Slab 50mm | 0 |  | 526.3 | 0 | 0 | Sqm | 526.3 | 0 |  |  | 22-23 | 0
15 | VRCC M25 design mix Concrete for Slab 25mm | 0 |  | 348.26 | 0 | 0 | Sqm | 348.26 | 0 | 0 | 0 | 19-20 | 0
15 | VRCC M25 design mix Concrete for Slab 25mm | 0 |  | 359.05 | 0 | 0 | Sqm | 359.05 | 0 |  |  | 20-21 | 0
15 | VRCC M25 design mix Concrete for Slab 25mm | 0 |  | 378.13 | 0 | 0 | Sqm | 378.13 | 0 |  |  | 21-22 | 0
15 | VRCC M25 design mix Concrete for Slab 25mm | 0 |  | 385.15 | 0 | 0 | Sqm | 385.15 | 0 |  |  | 22-23 | 0
13 | RCC M25 Nominal mix (Cement: Sand: Metal) using 20mm size graded material including cost and conveyance of all material and labour charges etc., complete for Lintels | 1.21 | Cum | 9288.88 | 11240 | 1.21 | Cum | 9288.88 | 11239.54 | 0 | 0.46 | 19-20 | 0.46
18 | RCC M25 Nominal mix (Cement: Sand: Metal) using 20mm size graded material including cost and conveyance of all material and labour charges etc., complete for Lintels | 0 | Cum | 9638.93 | 0 | 0 | Cum | 9638.93 | 0 |  |  | 20-21 | 0
15 | VRCC M25 design mix Concrete for Lintels | 0 |  | 10171.82 | 0 | 0 | Cum | 10171.82 | 0 |  |  | 21-22 | 0
13 | RCC M25 Nominal mix (Cement: Sand: Metal) using 20mm size graded material including cost and conveyance of all material and labour charges etc., complete for Lintels | 0 | Cum | 10584.6 | 0 | 0 | Cum | 10584.6 | 0 |  |  | 22-23 | 0
14 | RCC M25 Nominal mix (Cement: Sand: Metal) using 20mm size graded material including cost and conveyance of all material and labour charges etc., complete for Sunshade | 7.5 | Rm | 474.84 | 3561 | 7.5 | Rm | 474.84 | 3561.3 | 0.3 | 0 | 19-20 | -0.3
19 | RCC M25 Nominal mix (Cement: Sand: Metal) using 20mm size graded material including cost and conveyance of all material and labour charges etc., complete for Sunshade | 0 | Rm | 482.91 | 0 | 0 | Rm | 482.91 | 0 |  |  | 20-21 | 0
17 | VRCC M25 design mix Concrete for Sunshades | 0 |  | 507.8 | 0 | 0 | Rm | 507.8 | 0 |  |  | 21-22 | 0
14 | RCC M25 Nominal mix (Cement: Sand: Metal) using 20mm size graded material including cost and conveyance of all material and labour charges etc., complete for Sunshade | 0 | Rm | 518.52 | 0 | 0 | Rm | 518.52 | 0 |  |  | 22-23 | 0
15 | Providing impervious coat to exposed RCC Roof Slab surface with CM (1:3) 12mm thick ncluding cost and conveyance of all material and labour charges etc., complete | 0 | Sqm | 259.97 | 0 | 0 | Sqm | 259.97 | 0 | 0 | 0 | 19-20 | 0
20 | impervious coat over roof slab-12mm | 0 | Sqm | 280.03 | 0 | 0 | Sqm | 280.03 | 0 |  |  | 20-21 | 0
20 | impervious coat over roof slab-12mm | 0 |  | 297.22 | 0 | 0 | Sqm | 297.22 | 0 |  |  | 21-22 | 0
20 | impervious coat over roof slab-12mm | 0 |  | 315.69 | 0 | 0 | Sqm | 315.69 | 0 |  |  | 22-23 | 0
24 | impervious coat over roof slab-20mm | 0 |  | 330.39 | 0 | 0 | Sqm | 330.39 | 0 | 0 | 0 | 19-20 | 0
14 | Providing impervious coat to exposed RCC Roof Slab surface with CM (1:3) 20mm thick ncluding cost and conveyance of all material and labour charges etc., complete | 0 | Sqm | 357.62 | 0 | 0 | Sqm | 357.62 | 0 |  |  | 20-21 | 0
16 | impervious coat over roof slab-20mm | 0 |  | 380.75 | 0 | 0 | Sqm | 380.75 | 0 |  |  | 21-22 | 0
16 | impervious coat over roof slab-20mm | 0 |  | 405.78 | 0 | 0 | Sqm | 405.78 | 0 |  |  | 22-23 | 0
15 | PCC M25 Nominal mix (Cement: Sand: Metal) using 20mm size graded material including cost and conveyance of all material and labour charges etc., complete for Steps | 0 | Cum | 4946.17 | 0 | 0 | Cum | 4946.17 | 0 | 0 | 0 | 19-20 | 0
15 | PCC M25 for Steps | 0 |  | 5115.52 | 0 | 0 | Cum | 5115.52 | 0 |  |  | 20-21 | 0
15 | PCC M25 for Steps | 0 |  | 5349.07 | 0 | 0 | Cum | 5349.07 | 0 |  |  | 21-22 | 0
15 | PCC M25 for Steps | 0 |  | 5601.67 | 0 | 0 | Cum | 5601.67 | 0 |  |  | 22-23 | 0
16 | RR Masonary in CM (1:6) for basement | 0 |  | 3154.94 | 0 | 0 | Cum | 3154.94 | 0 | 0 | 0 | 19-20 | 0
16 | RR Masonary in CM (1:6) for basement | 0 |  | 3350.54 | 0 | 0 | Cum | 3350.54 | 0 |  |  | 20-21 | 0
16 | RR Masonary in CM (1:6) for basement | 0 |  | 3615.16 | 0 | 0 | Cum | 3615.16 | 0 |  |  | 21-22 | 0
16 | RR Masonary in CM (1:6) for basement | 0 |  | 3828.35 | 0 | 0 | Cum | 3828.35 | 0 |  |  | 22-23 | 0
15 | Brick Masonary for Superstructure with CM (1:8) proportion using 2nd class traditional bricks including c/c of all materials like Cement, Sand, Bricks, water etc including labour charges etc. complete | 22.57 | Cum | 5588.95 | 126143 | 22.57 | Cum | 5588.95 | 126142.6 | 0 | 0.4 | 19-20 | 0.4
22 | Brick Masonary with CM (1:8) proportion using 2nd class traditional bricks including c/c of all materials like Cement, Sand, Bricks, water etc including labour charges etc. complete | 0 | Cum | 5751.77 | 0 | 0 | Cum | 5751.77 | 0 |  |  | 20-21 | 0
23 | Brick Masonary with CM (1:8) proportion using 2nd class traditional bricks including c/c of all materials like Cement, Sand, Bricks, water etc including labour charges etc. complete | 0 | Cum | 6154.11 | 0 | 0 | Cum | 6154.11 | 0 |  |  | 21-22 | 0
18 | Brick masonery in CM (1:8) for basement | 0 |  | 6869.83 | 0 | 0 | Cum | 6869.83 | 0 |  |  | 22-23 | 0
16 | Brick Masonary for Superstructure with CM (1:6) proportion using 2nd class traditional bricks including c/c of all materials like Cement, Sand, Bricks, water etc including labour charges etc. complete | 17.52 | Cum | 5645.35 | 98907 | 17.52 | Cum | 5645.35 | 98906.53 | 0 | 0.47 | 19-20 | 0.47
24 | Brick Masonary with CM (1:6) proportion using 2nd class traditional bricks including c/c of all materials like Cement, Sand, Bricks, water etc including labour charges etc. complete | 0 | Cum | 5808.17 | 0 | 0 | Cum | 5808.17 | 0 |  |  | 20-21 | 0
29 | Brick masonery in CM (1:6) for superstructure | 0 |  | 6210.51 | 0 | 0 | Cum | 6210.51 | 0 |  |  | 21-22 | 0
17 | Brick Masonary for Superstructure with CM (1:6) proportion using 2nd class traditional bricks including c/c of all materials like Cement, Sand, Bricks, water etc including labour charges etc. complete | 0 | Cum | 6926.23 | 0 | 0 | Cum | 6926.23 | 0 |  |  | 22-23 | 0
17 | Reinforced Brick Masonry for partition walls (11.0 cm thick) in CM (1:6) prop. (Cement : Sand) using common burnt clay bricks including cost and conveyance of all materials etc., complete | 78.33 | Sqm | 710.66 | 55666 | 78.33 | Sqm | 710.66 | 55666 | 0 | 0 | 19-20 | 0
25 | Reinforced Brick Masonry for partition walls (11.0 cm thick) in CM (1:6) prop. (Cement : Sand) using common burnt clay bricks including cost and conveyance of all materials etc., complete | 0 | Sqm | 732.88 | 0 | 0 | Sqm | 732.88 | 0 |  |  | 20-21 | 0
23 | RBM for partition walls (11.5 cm thick) | 0 |  | 782.58 | 0 | 0 | Sqm | 782.58 | 0 |  |  | 21-22 | 0
18 | Reinforced Brick Masonry for partition walls (11.0 cm thick) in CM (1:6) prop. (Cement : Sand) using common burnt clay bricks including cost and conveyance of all materials etc., complete | 0 | Sqm | 865.32 | 0 | 0 | Sqm | 865.32 | 0 |  |  | 22-23 | 0
21 | Fly ash cement bricks | 0 |  | 5224.74 | 0 | 0 | Sqm | 5224.74 | 0 | 0 | 0 | 19-20 | 0
21 | Fly ash cement bricks | 0 |  | 5403.93 | 0 | 0 | Sqm | 5403.93 | 0 |  |  | 20-21 | 0
21 | Fly ash cement bricks | 0 |  | 5899.35 | 0 | 0 | Sqm | 5899.35 | 0 |  |  | 21-22 | 0
21 | Fly ash cement bricks | 0 |  | 6281.37 | 0 | 0 | Sqm | 6281.37 | 0 |  |  | 22-23 | 0
17 | RCM facia 5cm thick in CM (1:3) for drop walls, fins with rabbit wire mesh & nominal reinforcement | 0 |  | 1815.79 | 0 | 0 | Sqm | 1815.79 | 0 | 0 | 0 | 19-20 | 0
18 | RCM drop wall | 0 |  | 1966.77 | 0 | 0 | Sqm | 1966.77 | 0 |  |  | 20-21 | 0
18 | RCM drop wall | 0 |  | 2093.16 | 0 | 0 | Sqm | 2093.16 | 0 |  |  | 21-22 | 0
18 | RCM drop wall | 0 |  | 2232.97 | 0 | 0 | Sqm | 2232.97 | 0 |  |  | 22-23 | 0
18 | Ceiling Plastering to Ceiling in CM (1:3) 12mm thick with dubara sponge finishing including c/c of all materials including labour charges such as mixing cement mortar and curing etc complete for finished item of work (APSS 901 & 903) | 134.56 | Sqm | 264.94 | 35650 | 134.56 | Sqm | 264.94 | 35650.33 | 0.33 | 0 | 19-20 | -0.33
26 | Ceiling Plastering to Ceiling in CM (1:3) 12mm thick with dubara sponge finishing including c/c of all materials including labour charges such as mixing cement mortar and curing etc complete for finished item of work (APSS 901 & 903) | 0 | Sqm | 284 | 0 | 0 | Sqm | 284 | 0 |  |  | 20-21 | 0
32 | Ornamental Plastering 12mm thick to ceiling | 0 |  | 300.93 | 0 | 0 | Sqm | 300.93 | 0 |  |  | 21-22 | 0
23 | Ornamental Plastering 12mm thick to ceiling | 0 |  | 318.2 | 0 | 0 | Sqm | 318.2 | 0 |  |  | 22-23 | 0
22 | Plastering 12mm thick inside in single coats | 0 |  | 242.02 | 0 | 0 | Sqm | 242.02 | 0 | 0 | 0 | 19-20 | 0
22 | Plastering 12mm thick inside in single coats | 0 |  | 261.07 | 0 | 0 | Sqm | 261.07 | 0 |  |  | 20-21 | 0
27 | Plastering 12mm thick inside in single coats | 0 | Sqm | 277.43 | 0 | 0 | Sqm | 277.43 | 0 |  |  | 21-22 | 0
22 | Plastering 12mm thick inside in single coats | 0 |  | 294.71 | 0 | 0 | Sqm | 294.71 | 0 |  |  | 22-23 | 0
20 | Plastering in CM (1:5) 20mm thick single coat including c/c of all materials including all operational, incidental and labour charges such as mixing cement mortar and curing etc complete for finished item of work (APSS 901, 903 & 904) | 0 | Sqm | 259.87 | 0 | 0 | Sqm | 259.87 | 0 | 0 | 0 | 19-20 | 0
23 | Plastering 20mm thick single coat | 0 |  | 279.49 | 0 | 0 | Sqm | 279.49 | 0 |  |  | 20-21 | 0
23 | Plastering 20mm thick single coat | 0 |  | 297.13 | 0 | 0 | Sqm | 297.13 | 0 |  |  | 21-22 | 0
23 | Plastering 20mm thick single coat | 0 |  | 314.9 | 0 | 0 | Sqm | 314.9 | 0 |  |  | 22-23 | 0
19 | Plastering to brick masonary wall with 12mm thick double coat in CM (1:5) 8 mm thick base coat and CM (1:3) of 4mm thick top coat with dubara sponge finish etc., complete | 263.18 | Sqm | 317.8 | 83639 | 263.18 | Sqm | 317.8 | 83638.6 | 0 | 0.4 | 19-20 | 0.4
28 | Plastering to brick masonary wall with 12mm thick double coat in CM (1:5) 8 mm thick base coat and CM (1:3) of 4mm thick top coat with dubara sponge finish etc., complete | 0 | Sqm | 343.65 | 0 | 0 | Sqm | 343.65 | 0 |  |  | 20-21 | 0
34 | Plastering 12mm thick double coat | 0 |  | 364.75 | 0 | 0 | Sqm | 364.75 | 0 |  |  | 21-22 | 0
25 | Plastering 12mm thick double coat | 0 |  | 388.21 | 0 | 0 | Sqm | 388.21 | 0 |  |  | 22-23 | 0
20 | Plastering to brick masonary wall with 20mm thick double coat in CM (1:6) 16 mm thick base coat and CM (1:4) of 4mm thick top coat with dubara sponge finish etc., complete | 125.81 | Sqm | 331.15 | 41662 | 125.81 | Sqm | 331.15 | 41661.98 | 0 | 0.02 | 19-20 | 0.02
29 | Plastering to brick masonary wall with 20mm thick double coat in CM (1:6) 16 mm thick base coat and CM (1:4) of 4mm thick top coat with dubara sponge finish etc., complete | 0 | Sqm | 357.58 | 0 | 0 | Sqm | 357.58 | 0 |  |  | 20-21 | 0
36 | Plastering 20mm thick double coat | 0 |  | 380.06 | 0 | 0 | Sqm | 380.06 | 0 |  |  | 21-22 | 0
20 | Plastering to brick masonary wall with 20mm thick double coat in CM (1:6) 16 mm thick base coat and CM (1:4) of 4mm thick top coat with dubara sponge finish etc., complete | 0 | Sqm | 404.02 | 0 | 0 | Sqm | 404.02 | 0 |  |  | 22-23 | 0
24 | Flooring with Porcelain Vitrified tiles stain free double charged including c/c of all materials like Cement, Sand and Water and tiles etc complete including labour charges etc complete for finished item of work | 0 | Sqm | 991.04 | 0 | 0 | Sqm | 991.04 | 0 | 0 | 0 | 19-20 | 0
21 | Flooring with Porcelain Vitrified tiles stain free double charged including c/c of all materials like Cement, Sand and Water and tiles etc complete including labour charges etc complete for finished item of work | 0 |  | 1019.43 | 0 | 0 | Sqm | 1019.43 | 0 |  |  | 20-21 | 0
29 | Flooring with vitrified tiles | 0 |  | 1041.26 | 0 | 0 | Sqm | 1041.26 | 0 |  |  | 21-22 | 0
22 | Flooring with vitrified tiles | 0 | Sqm | 1067.36 | 0 | 0 | Sqm | 1067.36 | 0 |  |  | 22-23 | 0
25 | Providing Skirting to internal walls to 15cm height / risers of steps with Porcelain Vitrified tiles including c/c of materials like Cement, Sand and Water and tiles etc complete for finished item of work | 0 | Sqm | 986.97 | 0 | 0 | Sqm | 986.97 | 0 | 0 | 0 | 19-20 | 0
22 | Providing Skirting to internal walls to 15cm height / risers of steps with Porcelain Vitrified tiles including c/c of materials like Cement, Sand and Water and tiles etc complete for finished item of work | 0 |  | 1015.1 | 0 | 0 | Sqm | 1015.1 | 0 |  |  | 20-21 | 0
31 | Providing skirting to vitrified tiles | 0 |  | 1036.32 | 0 | 0 | Sqm | 1036.32 | 0 |  |  | 21-22 | 0
23 | Providing skirting to vitrified tiles | 0 | Sqm | 1062.03 | 0 | 0 | Sqm | 1062.03 | 0 |  |  | 22-23 | 0
21 | Flooring with high polished granite 16 to 18 mm mm thick slabs other than black set over base coat of cement mortar (1:8) including c/c of materials like Cement, Sand and Water and tiles etc complete for finished item of work | 0 |  | 2828.1 | 0 | 0 | sqm | 2828.1 | 0 | 0.04 | 0 | 19-20 | 0
34 | Flooring with Granite stones | 0 |  | 2886.61 | 0 | 0 | sqm | 2886.61 | 0 |  |  | 20-21 | 0
32 | Flooring with Granite stones | 0 |  | 2942.62 | 0 | 0 | sqm | 2942.62 | 0 |  |  | 21-22 | 0
21 | Flooring with high polished granite 16 to 18 mm thick slabs other than black set over base coat of cement mortar (1:8) including labour charges for dressing of tilesetc., complete for finished item of work, | 87.66 | Sqm | 3115.07 | 273067 | 87.66 | sqm | 3115.07 | 273067.04 |  |  | 22-23 | -0.04
22 | Providing skirting to internal walls to 15 cm height/risers of steps with 16-18 mm thick polished granite stone including c/c of materials like Cement, Sand and Water and tiles etc complete for finished item of work | 0 |  | 2667.63 | 0 | 0 | Sqm | 2667.63 | 0 | 0 | 0.46 | 19-20 | 0
34 | skirting to internal walls with Granite stones | 0 |  | 2708.07 | 0 | 0 | Sqm | 2708.07 | 0 |  |  | 20-21 | 0
33 | skirting to internal walls with Granite stones | 0 |  | 2747.34 | 0 | 0 | Sqm | 2747.34 | 0 |  |  | 21-22 | 0
22 | Providing skirting to internal walls to 15 cm height/risers of steps with 16-18 mm thick polished granite stone length equal to flooring stones,including cost of all materials like tiles, cement, sand and water etc., complete | 6.73 | Sqm | 2905.43 | 19554 | 6.73 | Sqm | 2905.43 | 19553.54 |  |  | 22-23 | 0.46
42 | Flooring with Terrazo tiles | 0 |  | 605.58 | 0 | 0 | Sqm | 605.58 | 0 | 0 | 0 | 19-20 | 0
23 | Flooring with chequrred terrazzo tiles of 22 mm thick (medium shade) set over base coat of cement mortar (1:6) 12 mm thick | 0 |  | 646.33 | 0 | 0 | Sqm | 646.33 | 0 |  |  | 20-21 | 0
42 | Flooring with Terrazo tiles | 0 |  | 653.95 | 0 | 0 | Sqm | 653.95 | 0 |  |  | 21-22 | 0
42 | Flooring with Terrazo tiles | 0 |  | 744.7 | 0 | 0 | Sqm | 744.7 | 0 |  |  | 22-23 | 0
43 | skirting to internal walls with Terrazo tiles | 0 |  | 623.67 | 0 | 0 | Sqm | 623.67 | 0 | 0 | 0 | 19-20 | 0
24 | Providing skirting to internal walls to 15 cm height/risers of steps with chequrred terrazzo tiles | 0 |  | 651.8 | 0 | 0 | Sqm | 651.8 | 0 |  |  | 20-21 | 0
43 | skirting to internal walls with Terrazo tiles | 0 |  | 673.02 | 0 | 0 | Sqm | 673.02 | 0 |  |  | 21-22 | 0
43 | skirting to internal walls with Terrazo tiles | 0 |  | 750.18 | 0 | 0 | Sqm | 750.18 | 0 |  |  | 22-23 | 0
31 | Flooring with Ceramic non skid tiles | 0 |  | 726.78 | 0 | 0 | Sqm | 726.78 | 0 | 0 | 0.31 | 19-20 | 0
35 | Flooring with Ceramic non skid tiles | 0 |  | 754.91 | 0 | 0 | Sqm | 754.91 | 0 |  |  | 20-21 | 0
31 | Flooring with Ceramic non skid tiles | 0 |  | 776.13 | 0 | 0 | Sqm | 776.13 | 0 |  |  | 21-22 | 0
23 | Flooring with Ceramic non skid tiles | 4.2 | Sqm | 801.83 | 3368 | 4.2 | Sqm | 801.83 | 3367.69 |  |  | 22-23 | 0.31
32 | Dadoing with Glazed tiles | 0 |  | 487.61 | 0 | 0 | Sqm | 487.61 | 0 | 0 | 0.29 | 19-20 | 0
32 | Dadoing with Glazed tiles | 0 |  | 496.21 | 0 | 0 | Sqm | 496.21 | 0 |  |  | 20-21 | 0
32 | Dadoing with Glazed tiles | 0 |  | 503.67 | 0 | 0 | Sqm | 503.67 | 0 |  |  | 21-22 | 0
24 | Dadoing with Glazed tiles | 17.67 | Sqm | 518.15 | 9156 | 17.67 | Sqm | 518.15 | 9155.71 |  |  | 22-23 | 0.29
23 | Flooring with pressed clay flooring tiles, set over base coat of cement mortar (1:8) 12 mm thick over CC bed already laid | 0 |  | 911.63 | 0 | 0 | Sqm | 911.63 | 0 | 0 | 0 | 19-20 | 0
26 | Pressed floor tiles | 0 |  | 950.67 | 0 | 0 | Sqm | 950.67 | 0 |  |  | 20-21 | 0
30 | Pressed floor tiles | 0 | Sqm | 981.79 | 0 | 0 | Sqm | 981.79 | 0 |  |  | 21-22 | 0
26 | Pressed floor tiles | 0 |  | 1017.93 | 0 | 0 | Sqm | 1017.93 | 0 |  |  | 22-23 | 0
| Precasted blocks for flooring | 0 |  | 489 | 0 | 0 | Sqm | 489 | 0 | 0 | 0 | 19-20 | 0
| Precasted blocks for flooring | 0 |  | 489 | 0 | 0 | Sqm | 489 | 0 |  |  | 20-21 | 0
| Precasted blocks for flooring | 0 |  | 510 | 0 | 0 | Sqm | 510 | 0 |  |  | 21-22 | 0
| Precasted blocks for flooring | 0 |  | 610 | 0 | 0 | Sqm | 610 | 0 |  |  | 22-23 | 0
28 | Gronolithie Concrete Flooring 20 mm thick with (1:1:2), using 6mm to 12 mm size hard granite machine including cost of all materials like cement, metal, sand and water etc., complete | 0 | Sqm | 288.71 | 0 | 0 | Sqm | 288.71 | 0 | 0 | 0 | 19-20 | 0
| Gronolithic flooring | 0 |  | 309.07 | 0 | 0 | Sqm | 309.07 | 0 |  |  | 20-21 | 0
| Gronolithic flooring | 0 |  | 325.58 | 0 | 0 | Sqm | 325.58 | 0 |  |  | 21-22 | 0
| Gronolithic flooring | 0 |  | 345.47 | 0 | 0 | Sqm | 345.47 | 0 |  |  | 22-23 | 0
30 | White washing one coat with whiting | 0 |  | 19.87 | 0 | 0 | Sqm | 19.87 | 0 | 0 | 0 | 19-20 | 0
30 | White washing one coat with whiting | 0 |  | 21.19 | 0 | 0 | Sqm | 21.19 | 0 |  |  | 20-21 | 0
30 | White washing one coat with whiting | 0 |  | 22.35 | 0 | 0 | Sqm | 22.35 | 0 |  |  | 21-22 | 0
30 | White washing one coat with whiting | 0 |  | 24.05 | 0 | 0 | Sqm | 24.05 | 0 |  |  | 22-23 | 0
24 | Providing and applying Wall putty of White Cement or Polymer or Cement based of average 1 to 2 mm thickness including all labour charges etc., complete | 0 | Sqm | 148.07 | 0 | 0 | Sqm | 148.07 | 0 | 0.04 | 0 | 19-20 | 0
31 | Providing and applying Wall putty | 0 | Sqm | 155.29 | 0 | 0 | Sqm | 155.29 | 0 |  |  | 20-21 | 0
39 | Providing and applying Wall putty | 0 |  | 160.76 | 0 | 0 | Sqm | 160.76 | 0 |  |  | 21-22 | 0
25 | Providing and applying Wall putty of White Cement or Polymer or Cement based of average 1 to 2 mm thickness including all labour charges etc., complete | 249.18 | Sqm | 173.73 | 43290 | 249.18 | Sqm | 173.73 | 43290.04 |  |  | 22-23 | -0.04
25 | Painting to new walls with 2 coats of acrylic Emulsion paint Asian or equivalent and shade over Priming coat including all labour charges etc., complete for internal wall | 0 | Sqm | 122.02 | 0 | 0 | Sqm | 122.02 | 0 | 0 | 0 | 19-20 | 0
32 | Painting with Emulsion paint for inernal walls GF | 0 | Sqm | 129.35 | 0 | 0 | Sqm | 129.35 | 0 |  |  | 20-21 | 0
40 | Painting with Emulsion paint for inernal walls GF | 0 |  | 134.97 | 0 | 0 | Sqm | 134.97 | 0 |  |  | 21-22 | 0
27 | Painting to new walls with 2 coats of acrylic Emulsion paint Asian or equivalent and shade over Priming coat including all labour charges etc., complete for internal wall | 0 | Sqm | 146.82 | 0 | 0 | Sqm | 146.82 | 0 |  |  | 22-23 | 0
26 | Painting to new walls with 2 coats of acrylic Emulsion paint Asian or equivalent and shade over Priming coat including all labour charges etc., complete for external wall | 0 | Sqm | 166.22 | 0 | 0 | Sqm | 166.22 | 0 | 0 | 0 | 19-20 | 0
33 | Painting with Emulsion paint for external walls GF | 0 | Sqm | 177.63 | 0 | 0 | Sqm | 177.63 | 0 |  |  | 20-21 | 0
39 | Painting with Emulsion paint for external walls GF | 0 |  | 186.27 | 0 | 0 | Sqm | 186.27 | 0 |  |  | 21-22 | 0
26 | Painting to new walls with 2 coats of acrylic Emulsion paint Asian or equivalent and shade over Priming coat including all labour charges etc., complete for external wall | 0 | Sqm | 200.84 | 0 | 0 | Sqm | 200.84 | 0 |  |  | 22-23 | 0
30 | Supply & applying Poly-Urethane Water Proof Polish | 0 |  | 786.87 | 0 | 0 | Sqm | 786.87 | 0 | 0 | 0 | 19-20 | 0
30 | Supply & applying Poly-Urethane Water Proof Polish | 0 |  | 849.67 | 0 | 0 | Sqm | 849.67 | 0 |  |  | 20-21 | 0
30 | Supply & applying Poly-Urethane Water Proof Polish | 0 |  | 897.27 | 0 | 0 | Sqm | 897.27 | 0 |  |  | 21-22 | 0
30 | Supply & applying Poly-Urethane Water Proof Polish | 0 |  | 968.78 | 0 | 0 | Sqm | 968.78 | 0 |  |  | 22-23 | 0
34 | Supply & fixing of Rolling shutter made of 80 x 1.25 mm machine rolled CRCA laths, interlocked together through their entire length and jointed together at the ends by endlocks | 0 | Sqm | 3198 | 0 | 0 | Sqm | 3198 | 0 | 0 | 0 | 19-20 | 0
44 | Cost, Supply and Fixing of rolling shutter to Godown | 0 |  | 3198 | 0 | 0 | Sqm | 3198 | 0 |  |  | 20-21 | 0
41 | Cost, Supply and Fixing of rolling shutter to Godown | 0 |  | 3500 | 0 | 0 | Sqm | 3500 | 0 |  |  | 21-22 | 0
28 | Supply & fixing of Rolling shutter made of 80 x 1.25 mm machine rolled CRCA laths, interlocked together through their entire length and jointed together at the ends by endlocks | 0 | Sqm | 4025 | 0 | 0 | Sqm | 4025 | 0 |  |  | 22-23 | 0
36 | Painting New Wood / iron work with Two coats of ready mixed Synthatic Enamil paint including all labour charges etc., complete | 0 | Sqm | 172.75 | 0 | 0 | Sqm | 172.75 | 0 | 0 | 0 | 19-20 | 0
32 | Painting New Wood / iron work with Two coats of ready mixed Synthatic Enamil paint | 0 |  | 132.55 | 0 | 0 | Sqm | 132.55 | 0 |  |  | 20-21 | 0
32 | Painting New Wood / iron work with Two coats of ready mixed Synthatic Enamil paint | 0 |  | 137.6 | 0 | 0 | Sqm | 137.6 | 0 |  |  | 21-22 | 0
27 | Painting New Wood / iron work with Two coats of ready mixed Synthatic Enamil paint | 0 |  | 149.86 | 0 | 0 | Sqm | 149.86 | 0 |  |  | 22-23 | 0
| Painting, Lettering and Picturing to walls | 0 |  | 630 | 0 | 0 | Sqm | 630 | 0 | 0 | 0 | 19-20 | 0
| Painting, Lettering and Picturing to walls | 0 |  | 630 | 0 | 0 | Sqm | 630 | 0 |  |  | 20-21 | 0
| Painting, Lettering and Picturing to walls | 0 |  | 630 | 0 | 0 | Sqm | 630 | 0 |  |  | 21-22 | 0
45 | Painting, Lettering and Picturing to walls | 0 |  | 630 | 0 | 0 | Sqm | 630 | 0 |  |  | 22-23 | 0
32 | 1200mm dia 2" thick Precasted rcc hume rings | 0 |  | 666.66 | 0 | 0 | No | 666.66 | 0 | 0 | 0 | 19-20 | 0
32 | 1200mm dia 2" thick Precasted rcc hume rings | 0 |  | 666.66 | 0 | 0 | No | 666.66 | 0 |  |  | 20-21 | 0
32 | 1200mm dia 2" thick Precasted rcc hume rings | 0 |  | 733.33 | 0 | 0 | No | 733.33 | 0 |  |  | 21-22 | 0
28 | 1200mm dia 2" thick Precasted rcc hume rings | 0 |  | 808 | 0 | 0 | No | 808 | 0 |  |  | 22-23 | 0
32 | 900mm dia 2" thick Precasted rcc hume rings | 0 |  | 500 | 0 | 0 | No | 500 | 0 | 0 | 0 | 19-20 | 0
32 | 900mm dia 2" thick Precasted rcc hume rings | 0 |  | 500 | 0 | 0 | No | 500 | 0 |  |  | 20-21 | 0
32 | 900mm dia 2" thick Precasted rcc hume rings | 0 |  | 550 | 0 | 0 | No | 550 | 0 |  |  | 21-22 | 0
32 | 900mm dia 2" thick Precasted rcc hume rings | 0 |  | 606 | 0 | 0 | No | 606 | 0 |  |  | 22-23 | 0
50 | Precasted hume ring slab | 0 |  | 130 | 0 | 0 | No | 130 | 0 | 0 | 0 | 19-20 | 0
50 | Precasted hume ring slab | 0 |  | 130 | 0 | 0 | No | 130 | 0 |  |  | 20-21 | 0
50 | Precasted hume ring slab | 0 |  | 143 | 0 | 0 | No | 143 | 0 |  |  | 21-22 | 0
29 | Precasted hume ring slab | 0 |  | 157 | 0 | 0 | No | 157 | 0 |  |  | 22-23 | 0
26 | Supplying, fitting & placing HYSD fe-500 bar reinforcement in foundation complete including labour charges for cutting, bending etc., complete | 4.25 | kgs | 62198.5 | 264344 | 4.25 | MT | 62198.5 | 264343.63 | 0 | 0.37 | 19-20 | 0.37
35 | Supplying, fitting & placing HYSD fe-500 bar reinforcement in foundation complete including labour charges for cutting, bending etc., complete | 0 | MT | 62385 | 0 | 0 | MT | 62385 | 0 |  |  | 20-21 | 0
47 | Cost of steel | 0 |  | 79809.5 | 0 | 0 | MT | 79809.5 | 0 |  |  | 21-22 | 0
22 | Supplying, fitting & placing HYSD fe-500 bar reinforcement in foundation complete including labour charges for cutting, bending etc., complete | 0 | MT | 92466 | 0 | 0 | MT | 92466 | 0 |  |  | 22-23 | 0
38 | Supplying & fixing of Iron Doors and Windows Grills including labour charges for fabricating steel including cost of welding rods, power charges & fixing the grill in position etc complete | 0 | kgs | 0 | 0 |  |  |  | 0 | 0 | 0 | 19-20 | 0
| Construction of First Floor | [7 empty] | 0 |  |  | 19-20 | 1
30 | RCC M25 Nominal mix (Cement: Sand: Metal) using 20mm size graded material including cost and conveyance of all material and labour charges etc., complete for Columns | 0 | Cum | 9806.81 | 0 | 0 | Cum | 9806.81 | 0 | 0 | 0 | 19-20 | 0
35 | VRCC M25 design mix Concrete for Columns | 0 |  | 10177.17 | 0 | 0 | Cum | 10177.17 | 0 |  |  | 20-21 | 0
35 | VRCC M25 design mix Concrete for Columns | 0 |  | 10761.36 | 0 | 0 | Cum | 10761.36 | 0 |  |  | 21-22 | 0
35 | VRCC M25 design mix Concrete for Columns | 0 |  | 11192.01 | 0 | 0 | Cum | 11192.01 | 0 |  |  | 22-23 | 0
31 | RCC M25 Nominal mix (Cement: Sand: Metal) using 20mm size graded material including cost and conveyance of all material and labour charges etc., complete for Roof beam | 0 | Cum | 9468.13 | 0 | 0 | Cum | 9468.13 | 0 | 0 | 0 | 19-20 | 0
51 | VRCC M25 design mix Concrete for Beams | 0 |  | 9694.16 | 0 | 0 | Cum | 9694.16 | 0 |  |  | 20-21 | 0
36 | VRCC M25 design mix Concrete for Beams | 0 |  | 10194.73 | 0 | 0 | Cum | 10194.73 | 0 |  |  | 21-22 | 0
36 | VRCC M25 design mix Concrete for Beams | 0 |  | 10490.18 | 0 | 0 | Cum | 10490.18 | 0 |  |  | 22-23 | 0
32 | RCC M25 Nominal mix (Cement: Sand: Metal) using 20mm size graded material including cost and conveyance of all material and labour charges etc., complete for Roof slab 125mm | 0 | Sqm | 1231.97 | 0 | 0 | Sqm | 1231.97 | 0 | 0 | 0 | 19-20 | 0
53 | VRCC M25 design mix Concrete for Slab 125mm | 0 |  | 1269.73 | 0 | 0 | Sqm | 1269.73 | 0 |  |  | 20-21 | 0
37 | VRCC M25 design mix Concrete for Slab 125mm | 0 |  | 1350.57 | 0 | 0 | Sqm | 1350.57 | 0 |  |  | 21-22 | 0
37 | VRCC M25 design mix Concrete for Slab 125mm | 0 |  | 1395.89 | 0 | 0 | Sqm | 1395.89 | 0 |  |  | 22-23 | 0
26 | VRCC M25 design mix Concrete for Slab 100mm | 0 |  | 1107.81 | 0 | 0 | Sqm | 1107.81 | 0 | 0 | 0 | 19-20 | 0
26 | VRCC M25 design mix Concrete for Slab 100mm | 0 |  | 1140.19 | 0 | 0 | Sqm | 1140.19 | 0 |  |  | 20-21 | 0
26 | VRCC M25 design mix Concrete for Slab 100mm | 0 |  | 1214.83 | 0 | 0 | Sqm | 1214.83 | 0 |  |  | 21-22 | 0
26 | VRCC M25 design mix Concrete for Slab 100mm | 0 |  | 1253.01 | 0 | 0 | Sqm | 1253.01 | 0 |  |  | 22-23 | 0
33 | RCC M25 Nominal mix (Cement: Sand: Metal) using 20mm size graded material including cost and conveyance of all material and labour charges etc., complete for Roof slab 150mm | 0 | Sqm | 1356.12 | 0 | 0 | Sqm | 1356.12 | 0 | 0 | 0 | 19-20 | 0
55 | VRCC M25 design mix Concrete for Slab 150mm | 0 |  | 1399.27 | 0 | 0 | Sqm | 1399.27 | 0 |  |  | 20-21 | 0
38 | VRCC M25 design mix Concrete for Slab 150mm | 0 |  | 1486.3 | 0 | 0 | Sqm | 1486.3 | 0 |  |  | 21-22 | 0
38 | VRCC M25 design mix Concrete for Slab 150mm | 0 |  | 1538.77 | 0 | 0 | Sqm | 1538.77 | 0 |  |  | 22-23 | 0
58 | VRCC M25 design mix Concrete for Slab 50mm | 0 |  | 608.35 | 0 | 0 | Sqm | 608.35 | 0 | 0 | 0 | 19-20 | 0
58 | VRCC M25 design mix Concrete for Slab 50mm | 0 |  | 629.79 | 0 | 0 | Sqm | 629.79 | 0 |  |  | 20-21 | 0
58 | VRCC M25 design mix Concrete for Slab 50mm | 0 |  | 670.91 | 0 | 0 | Sqm | 670.91 | 0 |  |  | 21-22 | 0
58 | VRCC M25 design mix Concrete for Slab 50mm | 0 |  | 694.54 | 0 | 0 | Sqm | 694.54 | 0 |  |  | 22-23 | 0
58 | VRCC M25 design mix Concrete for Slab 25mm | 0 |  | 485.58 | 0 | 0 | Sqm | 485.58 | 0 | 0 | 0 | 19-20 | 0
58 | VRCC M25 design mix Concrete for Slab 25mm | 0 |  | 501.74 | 0 | 0 | Sqm | 501.74 | 0 |  |  | 20-21 | 0
58 | VRCC M25 design mix Concrete for Slab 25mm | 0 |  | 536.78 | 0 | 0 | Sqm | 536.78 | 0 |  |  | 21-22 | 0
58 | VRCC M25 design mix Concrete for Slab 25mm | 0 |  | 553.39 | 0 | 0 | Sqm | 553.39 | 0 |  |  | 22-23 | 0
34 | RCC M25 Nominal mix (Cement: Sand: Metal) using 20mm size graded material including cost and conveyance of all material and labour charges etc., complete for Lintels | 0 | Cum | 9842.01 | 0 | 0 | Cum | 9842.01 | 0 | 0 | 0 | 19-20 | 0
57 | VRCC M25 design mix Concrete for Lintels | 0 |  | 10212.37 | 0 | 0 | Cum | 10212.37 | 0 |  |  | 20-21 | 0
54 | VRCC M25 design mix Concrete for Lintels | 0 |  | 10781.86 | 0 | 0 | Cum | 10781.86 | 0 |  |  | 21-22 | 0
54 | VRCC M25 design mix Concrete for Lintels | 0 |  | 11212.51 | 0 | 0 | Cum | 11212.51 | 0 |  |  | 22-23 | 0
35 | RCC M25 Nominal mix (Cement: Sand: Metal) using 20mm size graded material including cost and conveyance of all material and labour charges etc., complete for Sunshade | 0 | Rm | 568.35 | 0 | 0 | Rm | 568.35 | 0 | 0 | 0 | 19-20 | 0
59 | VRCC M25 design mix Concrete for Sunshades | 0 |  | 582.94 | 0 | 0 | Rm | 582.94 | 0 |  |  | 20-21 | 0
56 | VRCC M25 design mix Concrete for Sunshades | 0 |  | 613.88 | 0 | 0 | Rm | 613.88 | 0 |  |  | 21-22 | 0
56 | VRCC M25 design mix Concrete for Sunshades | 0 |  | 630.35 | 0 | 0 | Rm | 630.35 | 0 |  |  | 22-23 | 0
55 | impervious coat over roof slab-12mm | 0 |  | 278.81 | 0 | 0 | Sqm | 278.81 | 0 | 0 | 0 | 19-20 | 0
60 | impervious coat over roof slab-12mm | 0 |  | 300.63 | 0 | 0 | Sqm | 300.63 | 0 |  |  | 20-21 | 0
41 | impervious coat over roof slab-12mm | 0 |  | 319.08 | 0 | 0 | Sqm | 319.08 | 0 |  |  | 21-22 | 0
41 | impervious coat over roof slab-12mm | 0 |  | 339.16 | 0 | 0 | Sqm | 339.16 | 0 |  |  | 22-23 | 0
45 | Providing impervious coat to exposed RCC Roof Slab surface with CM (1:3) 20mm thick including cost and conveyance of all material and labour charges etc., complete | 0 | Sqm | 356.32 | 0 | 0 | Sqm | 356.32 | 0 | 0 | 0 | 19-20 | 0
61 | impervious coat over roof slab-20mm | 0 |  | 385.97 | 0 | 0 | Sqm | 385.97 | 0 |  |  | 20-21 | 0
61 | impervious coat over roof slab-20mm | 0 |  | 410.82 | 0 | 0 | Sqm | 410.82 | 0 |  |  | 21-22 | 0
61 | impervious coat over roof slab-20mm | 0 |  | 438.06 | 0 | 0 | Sqm | 438.06 | 0 |  |  | 22-23 | 0
36 | Brick Masonary for Superstructure with CM (1:6) proportion using 2nd class traditional bricks including c/c of all materials like Cement, Sand, Bricks, water etc including labour charges etc. complete | 0 | Cum | 5961.27 | 0 | 0 | Cum | 5961.27 | 0 | 0 | 0 | 19-20 | 0
63 | Brick masonery in CM (1:6) for superstructure | 0 |  | 6135.09 | 0 | 0 | Cum | 6135.09 | 0 |  |  | 20-21 | 0
60 | Brick masonery in CM (1:6) for superstructure | 0 |  | 6558.3 | 0 | 0 | Cum | 6558.3 | 0 |  |  | 21-22 | 0
60 | Brick masonery in CM (1:6) for superstructure | 0 |  | 7283.96 | 0 | 0 | Cum | 7283.96 | 0 |  |  | 22-23 | 0
30 | Brick masonery in CM (1:8) for basement | 0 |  | 5904.87 | 0 | 0 | Cum | 5904.87 | 0 | 0 | 0 | 19-20 | 0
30 | Brick masonery in CM (1:8) for basement | 0 |  | 6078.69 | 0 | 0 | Cum | 6078.69 | 0 |  |  | 20-21 | 0
30 | Brick masonery in CM (1:8) for basement | 0 |  | 6501.9 | 0 | 0 | Cum | 6501.9 | 0 |  |  | 21-22 | 0
30 | Brick masonery in CM (1:8) for basement | 0 |  | 7227.56 | 0 | 0 | Cum | 7227.56 | 0 |  |  | 22-23 | 0
37 | Reinforced Brick Masonry for partition walls (11.0 cm thick) in CM (1:6) prop. (Cement : Sand) using common burnt clay bricks including cost and conveyance of all materials etc., complete | 0 | Sqm | 767.73 | 0 | 0 | Sqm | 767.73 | 0 | 0 | 0 | 19-20 | 0
65 | Reinforced Brick Masonry for partition walls (11.5 cm thick) i | 0 |  | 791.59 | 0 | 0 | Sqm | 791.59 | 0 |  |  | 20-21 | 0
62 | Reinforced Brick Masonry for partition walls (11.5 cm thick) i | 0 |  | 845.07 | 0 | 0 | Sqm | 845.07 | 0 |  |  | 21-22 | 0
62 | Reinforced Brick Masonry for partition walls (11.5 cm thick) i | 0 |  | 929.28 | 0 | 0 | Sqm | 929.28 | 0 |  |  | 22-23 | 0
22 | Fly ash cement bricks | 0 |  | 5604.44 | 0 | 0 | Sqm | 5604.44 | 0 | 0 | 0 | 19-20 | 0
22 | Fly ash cement bricks | 0 |  | 5800.61 | 0 | 0 | Sqm | 5800.61 | 0 |  |  | 20-21 | 0
22 | Fly ash cement bricks | 0 |  | 6321.16 | 0 | 0 | Sqm | 6321.16 | 0 |  |  | 21-22 | 0
22 | Fly ash cement bricks | 0 |  | 6718.55 | 0 | 0 | Sqm | 6718.55 | 0 |  |  | 22-23 | 0
23 | RCM drop wall | 0 |  | 1906.95 | 0 | 0 | Sqm | 1906.95 | 0 | 0 | 0 | 19-20 | 0
23 | RCM drop wall | 0 |  | 2066.33 | 0 | 0 | Sqm | 2066.33 | 0 |  |  | 20-21 | 0
23 | RCM drop wall | 0 |  | 2199.03 | 0 | 0 | Sqm | 2199.03 | 0 |  |  | 21-22 | 0
23 | RCM drop wall | 0 |  | 2346.34 | 0 | 0 | Sqm | 2346.34 | 0 |  |  | 22-23 | 0
38 | Ceiling Plastering to Ceiling in CM (1:3) 12mm thick with dubara sponge finishing including c/c of all materials including labour charges such as mixing cement mortar and curing etc complete for finished item of work (APSS 901 & 903) | 0 | Sqm | 292.7 | 0 | 0 | Sqm | 292.7 | 0 | 0 | 0 | 19-20 | 0
67 | Ornamental Plastering 12mm thick to ceiling | 0 |  | 313.52 | 0 | 0 | Sqm | 313.52 | 0 |  |  | 20-21 | 0
57 | Ornamental Plastering 12mm thick to ceiling | 0 |  | 332.3 | 0 | 0 | Sqm | 332.3 | 0 |  |  | 21-22 | 0
57 | Ornamental Plastering 12mm thick to ceiling | 0 |  | 351.17 | 0 | 0 | Sqm | 351.17 | 0 |  |  | 22-23 | 0
57 | Plastering 12mm thick inside in single coats | 0 |  | 265.42 | 0 | 0 | Sqm | 265.42 | 0 | 0 | 0 | 19-20 | 0
57 | Plastering 12mm thick inside in single coats | 0 |  | 286.25 | 0 | 0 | Sqm | 286.25 | 0 |  |  | 20-21 | 0
57 | Plastering 12mm thick inside in single coats | 0 |  | 304.16 | 0 | 0 | Sqm | 304.16 | 0 |  |  | 21-22 | 0
57 | Plastering 12mm thick inside in single coats | 0 |  | 323.04 | 0 | 0 | Sqm | 323.04 | 0 |  |  | 22-23 | 0
58 | Plastering 20mm thick inside in single coats | 0 |  | 283.28 | 0 | 0 | Sqm | 283.28 | 0 | 0 | 0 | 19-20 | 0
58 | Plastering 20mm thick inside in single coats | 0 |  | 304.66 | 0 | 0 | Sqm | 304.66 | 0 |  |  | 20-21 | 0
58 | Plastering 20mm thick inside in single coats | 0 |  | 323.85 | 0 | 0 | Sqm | 323.85 | 0 |  |  | 21-22 | 0
58 | Plastering 20mm thick inside in single coats | 0 |  | 343.23 | 0 | 0 | Sqm | 343.23 | 0 |  |  | 22-23 | 0
39 | Plastering to brick masonary wall with 12mm thick double coat in CM (1:5) 8 mm thick base coat and CM (1:3) of 4mm thick top coat with dubara sponge finish etc., complete | 0 | Sqm | 348.66 | 0 | 0 | Sqm | 348.66 | 0 | 0 | 0 | 19-20 | 0
70 | Plastering 12mm thick double coat | 0 |  | 376.98 | 0 | 0 | Sqm | 376.98 | 0 |  |  | 20-21 | 0
59 | Plastering 12mm thick double coat | 0 |  | 400.13 | 0 | 0 | Sqm | 400.13 | 0 |  |  | 21-22 | 0
59 | Plastering 12mm thick double coat | 0 |  | 425.82 | 0 | 0 | Sqm | 425.82 | 0 |  |  | 22-23 | 0
40 | Plastering to brick masonary wall with 20mm thick double coat in CM (1:6) 16 mm thick base coat and CM (1:4) of 4mm thick top coat with dubara sponge finish etc., complete | 0 | Sqm | 362.01 | 0 | 0 | Sqm | 362.01 | 0 | 0 | 0 | 19-20 | 0
72 | Plastering 20mm thick double coat | 0 |  | 390.9 | 0 | 0 | Sqm | 390.9 | 0 |  |  | 20-21 | 0
61 | Plastering 20mm thick double coat | 0 |  | 415.44 | 0 | 0 | Sqm | 415.44 | 0 |  |  | 21-22 | 0
39 | Plastering to brick masonary wall with 20mm thick double coat in CM (1:6) 16 mm thick base coat and CM (1:4) of 4mm thick top coat with dubara sponge finish etc., complete | 0 |  | 441.63 | 0 | 0 | Sqm | 441.63 | 0 |  |  | 22-23 | 0
47 | PCC M25 for Steps | 0 |  | 5049.21 | 0 | 0 | Cum | 5049.21 | 0 | 0 | 0 | 19-20 | 0
47 | PCC M25 for Steps | 0 |  | 5224.62 | 0 | 0 | Cum | 5224.62 | 0 |  |  | 20-21 | 0
47 | PCC M25 for Steps | 0 |  | 5464.2 | 0 | 0 | Cum | 5464.2 | 0 |  |  | 21-22 | 0
47 | PCC M25 for Steps | 0 |  | 5722.81 | 0 | 0 | Cum | 5722.81 | 0 |  |  | 22-23 | 0
51 | Flooring with Porcelain Vitrified tiles stain free double charged including c/c of all materials like Cement, Sand and Water and tiles etc complete including labour charges etc complete for finished item of work | 0 | Sqm | 1020.01 | 0 | 0 | Sqm | 1020.01 | 0 | 0 | 0 | 19-20 | 0
74 | Flooring with vitrified tiles | 0 |  | 1051.09 | 0 | 0 | Sqm | 1051.09 | 0 |  |  | 20-21 | 0
63 | Flooring with vitrified tiles | 0 |  | 1074.81 | 0 | 0 | Sqm | 1074.81 | 0 |  |  | 21-22 | 0
63 | Flooring with vitrified tiles | 0 |  | 1103.39 | 0 | 0 | Sqm | 1103.39 | 0 |  |  | 22-23 | 0
52 | Providing Skirting to internal walls to 15cm height / risers of steps with Porcelain Vitrified tiles including c/c of materials like Cement, Sand and Water and tiles etc complete for finished item of work | 0 | Sqm | 1015.94 | 0 | 0 | Sqm | 1015.94 | 0 | 0 | 0 | 19-20 | 0
76 | Providing skirting to internal walls to 15 cm height | 0 |  | 1046.76 | 0 | 0 | Sqm | 1046.76 | 0 |  |  | 20-21 | 0
65 | Providing skirting to internal walls to 15 cm height | 0 |  | 1069.87 | 0 | 0 | Sqm | 1069.87 | 0 |  |  | 21-22 | 0
65 | Providing skirting to internal walls to 15 cm height | 0 |  | 1098.05 | 0 | 0 | Sqm | 1098.05 | 0 |  |  | 22-23 | 0
66 | Flooring with Granite stones | 0 |  | 2881.3 | 0 | 0 | sqm | 2881.3 | 0 | 0 | 0 | 19-20 | 0
77 | Flooring with Granite stones | 0 |  | 2944.91 | 0 | 0 | sqm | 2944.91 | 0 |  |  | 20-21 | 0
66 | Flooring with Granite stones | 0 |  | 3004.62 | 0 | 0 | sqm | 3004.62 | 0 |  |  | 21-22 | 0
41 | Flooring with high polished granite 16 to 18 mm thick slabs other than black set over base coat of cement mortar (1:8) including labour charges for dressing of tilesetc., complete for finished item of work, | 0 | Sqm | 3181.62 | 0 | 0 | sqm | 3181.62 | 0 |  |  | 22-23 | 0
67 | Skirting with Granite stones | 0 |  | 2704.03 | 0 | 0 | Sqm | 2704.03 | 0 | 0 | 0 | 19-20 | 0
70 | Skirting with Granite stones | 0 |  | 2747.8 | 0 | 0 | Sqm | 2747.8 | 0 |  |  | 20-21 | 0
67 | Skirting with Granite stones | 0 |  | 2789.27 | 0 | 0 | Sqm | 2789.27 | 0 |  |  | 21-22 | 0
42 | Providing skirting to internal walls to 15 cm height/risers of steps with 16-18 mm thick polished granite stone length equal to flooring stones,including cost of all materials like tiles, cement, sand and water etc., complete | 0 | Sqm | 2950.54 | 0 | 0 | Sqm | 2950.54 | 0 |  |  | 22-23 | 0
71 | Flooring with Terrazo tiles | 0 |  | 633.27 | 0 | 0 | Sqm | 633.27 | 0 | 0 | 0 | 19-20 | 0
71 | Flooring with Terrazo tiles | 0 |  | 677.99 | 0 | 0 | Sqm | 677.99 | 0 |  |  | 20-21 | 0
71 | Flooring with Terrazo tiles | 0 |  | 686.13 | 0 | 0 | Sqm | 686.13 | 0 |  |  | 21-22 | 0
71 | Flooring with Terrazo tiles | 0 |  | 780.73 | 0 | 0 | Sqm | 780.73 | 0 |  |  | 22-23 | 0
72 | skirting to internal walls with Terrazo tiles | 0 |  | 652.64 | 0 | 0 | Sqm | 652.64 | 0 | 0 | 0 | 19-20 | 0
72 | skirting to internal walls with Terrazo tiles | 0 |  | 683.46 | 0 | 0 | Sqm | 683.46 | 0 |  |  | 20-21 | 0
72 | skirting to internal walls with Terrazo tiles | 0 |  | 706.57 | 0 | 0 | Sqm | 706.57 | 0 |  |  | 21-22 | 0
72 | skirting to internal walls with Terrazo tiles | 0 |  | 786.2 | 0 | 0 | Sqm | 786.2 | 0 |  |  | 22-23 | 0
55 | Flooring with Ceramic non skid tiles of not less than 7-8mm thick 1st quality laid over floor bed including cost and conveyance of all material and labour charges etc complete | 0 | Sqm | 755.74 | 0 | 0 | Sqm | 755.74 | 0 | 0 | 0 | 19-20 | 0
79 | Flooring with Ceramic non skid tiles | 0 |  | 786.57 | 0 | 0 | Sqm | 786.57 | 0 |  |  | 20-21 | 0
69 | Flooring with Ceramic non skid tiles | 0 |  | 809.68 | 0 | 0 | Sqm | 809.68 | 0 |  |  | 21-22 | 0
69 | Flooring with Ceramic non skid tiles | 0 |  | 837.86 | 0 | 0 | Sqm | 837.86 | 0 |  |  | 22-23 | 0
56 | Providing Daddooing to walls with 5 to 7mm thick Glazed Ceramic wall tiles of 1st quality of 6mm thick set over base coat of CM (1:3) 12mm thick including cost and conveyance of all material and labour charges etc complete | 0 | Sqm | 494.82 | 0 | 0 | Sqm | 494.82 | 0 | 0 | 0 | 19-20 | 0
81 | Dadoing with Glazed tiles | 0 |  | 504.13 | 0 | 0 | Sqm | 504.13 | 0 |  |  | 20-21 | 0
71 | Dadoing with Glazed tiles | 0 |  | 512.09 | 0 | 0 | Sqm | 512.09 | 0 |  |  | 21-22 | 0
71 | Dadoing with Glazed tiles | 0 |  | 527.21 | 0 | 0 | Sqm | 527.21 | 0 |  |  | 22-23 | 0
32 | Pressed floor tiles | 0 |  | 944.79 | 0 | 0 | Sqm | 944.79 | 0 | 0 | 0 | 19-20 | 0
32 | Pressed floor tiles | 0 |  | 986.93 | 0 | 0 | Sqm | 986.93 | 0 |  |  | 20-21 | 0
32 | Pressed floor tiles | 0 |  | 1020.23 | 0 | 0 | Sqm | 1020.23 | 0 |  |  | 21-22 | 0
32 | Pressed floor tiles | 0 |  | 1059.21 | 0 | 0 | Sqm | 1059.21 | 0 |  |  | 22-23 | 0
76 | White washing three coats with whiting | 0 |  | 21.43 | 0 | 0 | Sqm | 21.43 | 0 | 0 | 0 | 19-20 | 0
76 | White washing three coats with whiting | 0 |  | 22.88 | 0 | 0 | Sqm | 22.88 | 0 |  |  | 20-21 | 0
76 | White washing three coats with whiting | 0 |  | 24.15 | 0 | 0 | Sqm | 24.15 | 0 |  |  | 21-22 | 0
76 | White washing three coats with whiting | 0 |  | 25.98 | 0 | 0 | Sqm | 25.98 | 0 |  |  | 22-23 | 0
43 | Providing and applying synthetic plaster putty | 0 | Sqm | 156.41 | 0 | 0 | Sqm | 156.41 | 0 | 0 | 0 | 19-20 | 0
82 | Providing and applying synthetic plaster putty | 0 |  | 164.34 | 0 | 0 | Sqm | 164.34 | 0 |  |  | 20-21 | 0
72 | Providing and applying synthetic plaster putty | 0 |  | 170.35 | 0 | 0 | Sqm | 170.35 | 0 |  |  | 21-22 | 0
42 | Providing and applying Wall putty of White Cement or Polymer or Cement based of average 1 to 2 mm thickness including all labour charges etc., complete | 0 |  | 184.03 | 0 | 0 | Sqm | 184.03 | 0 |  |  | 22-23 | 0
58 | Painting to new walls with 2 coats of acrylic Emulsion paint Asian or equivalent and shade over Priming coat including all labour charges etc., complete for internal wall | 0 | Sqm | 131.45 | 0 | 0 | Sqm | 131.45 | 0 | 0 | 0 | 19-20 | 0
84 | Painting with Emulsion paint for inernal walls | 0 |  | 139.51 | 0 | 0 | Sqm | 139.51 | 0 |  |  | 20-21 | 0
74 | Painting with Emulsion paint for inernal walls | 0 |  | 145.68 | 0 | 0 | Sqm | 145.68 | 0 |  |  | 21-22 | 0
44 | Painting to new walls with 2 coats of acrylic Emulsion paint Asian or equivalent and shade over Priming coat including all labour charges etc., complete for internal wall | 0 | Sqm | 158.36 | 0 | 0 | Sqm | 158.36 | 0 |  |  | 22-23 | 0
60 | Painting to new walls with 2 coats of acrylic Emulsion paint Asian or equivalent and shade over Priming coat including all labour charges etc., complete for external wall | 0 | Sqm | 179.47 | 0 | 0 | Sqm | 179.47 | 0 | 0 | 0 | 19-20 | 0
86 | Painting with Emulsion paint for external walls | 0 |  | 192.01 | 0 | 0 | Sqm | 192.01 | 0 |  |  | 20-21 | 0
76 | Painting with Emulsion paint for external walls | 0 |  | 201.51 | 0 | 0 | Sqm | 201.51 | 0 |  |  | 21-22 | 0
45 | Painting to new walls with 2 coats of acrylic Emulsion paint Asian or equivalent and shade over Priming coat including all labour charges etc., complete for external wall | 0 | Sqm | 217.22 | 0 | 0 | Sqm | 217.22 | 0 |  |  | 22-23 | 0
46 | Cost of steel | 0 | kgs | 63243.5 | 0 | 0 | MT | 63243.5 | 0 | 0 | 0 | 19-20 | 0
88 | Cost of steel | 0 |  | 63510 | 0 | 0 | MT | 63510 | 0 |  |  | 20-21 | 0
84 | Cost of steel | 0 |  | 80999.5 | 0 | 0 | MT | 80999.5 | 0 |  |  | 21-22 | 0
84 | Cost of steel | 0 |  | 93741 | 0 | 0 | MT | 93741 | 0 |  |  | 22-23 | 0
| Construction of Second Floor | 0 |  | 0 |  |  |  |  | 0 |  |  | 19-20 | 1
47 | RCC M25 Nominal mix (Cement: Sand: Metal) using 20mm size graded material including cost and conveyance of all material and labour charges etc., complete for Columns | 0 | Cum | 10542.14 | 0 | 0 | Cum | 10542.14 | 0 | 0 | 0 | 19-20 | 0
90 | VRCC M25 design mix Concrete for Columns | 0 |  | 10932.8 | 0 | 0 | Cum | 10932.8 | 0 |  |  | 20-21 | 0
85 | VRCC M25 design mix Concrete for Columns | 0 |  | 11565.1 | 0 | 0 | Cum | 11565.1 | 0 |  |  | 21-22 | 0
85 | VRCC M25 design mix Concrete for Columns | 0 |  | 12013.61 | 0 | 0 | Cum | 12013.61 | 0 |  |  | 22-23 | 0
48 | RCC M25 Nominal mix (Cement: Sand: Metal) using 20mm size graded material including cost and conveyance of all material and labour charges etc., complete for Roof beam | 0 | Cum | 10021.1 | 0 | 0 | Cum | 10021.1 | 0 | 0 | 0 | 19-20 | 0
91 | VRCC M25 design mix Concrete for Beams | 0 |  | 10257.99 | 0 | 0 | Cum | 10257.99 | 0 |  |  | 20-21 | 0
86 | VRCC M25 design mix Concrete for Beams | 0 |  | 10793.54 | 0 | 0 | Cum | 10793.54 | 0 |  |  | 21-22 | 0
86 | VRCC M25 design mix Concrete for Beams | 0 |  | 11098.56 | 0 | 0 | Cum | 11098.56 | 0 |  |  | 22-23 | 0
84 | VRCC M25 design mix Concrete for Slab 125mm | 0 |  | 1395.34 | 0 | 0 | Sqm | 1395.34 | 0 | 0 | 0 | 19-20 | 0
92 | VRCC M25 design mix Concrete for Slab 125mm | 0 |  | 1443.96 | 0 | 0 | Sqm | 1443.96 | 0 |  |  | 20-21 | 0
87 | VRCC M25 design mix Concrete for Slab 125mm | 0 |  | 1539.28 | 0 | 0 | Sqm | 1539.28 | 0 |  |  | 21-22 | 0
87 | VRCC M25 design mix Concrete for Slab 125mm | 0 |  | 1594.17 | 0 | 0 | Sqm | 1594.17 | 0 |  |  | 22-23 | 0
49 | RCC M25 Nominal mix (Cement: Sand: Metal) using 20mm size graded material including cost and conveyance of all material and labour charges etc., complete for Roof slab 100mm | 0 | Cum | 1271.18 | 0 | 0 | Sqm | 1271.18 | 0 | 0 | 0 | 19-20 | 0
26 | VRCC M25 design mix Concrete for Slab 100mm | 0 |  | 1314.42 | 0 | 0 | Sqm | 1314.42 | 0 |  |  | 20-21 | 0
26 | VRCC M25 design mix Concrete for Slab 100mm | 0 |  | 1403.54 | 0 | 0 | Sqm | 1403.54 | 0 |  |  | 21-22 | 0
26 | VRCC M25 design mix Concrete for Slab 100mm | 0 |  | 1451.29 | 0 | 0 | Sqm | 1451.29 | 0 |  |  | 22-23 | 0
57 | VRCC M25 design mix Concrete for Slab 150mm | 0 |  | 1519.49 | 0 | 0 | Sqm | 1519.49 | 0 | 0 | 0 | 19-20 | 0
57 | VRCC M25 design mix Concrete for Slab 150mm | 0 |  | 1573.5 | 0 | 0 | Sqm | 1573.5 | 0 |  |  | 20-21 | 0
57 | VRCC M25 design mix Concrete for Slab 150mm | 0 |  | 1675.01 | 0 | 0 | Sqm | 1675.01 | 0 |  |  | 21-22 | 0
57 | VRCC M25 design mix Concrete for Slab 150mm | 0 |  | 1737.05 | 0 | 0 | Sqm | 1737.05 | 0 |  |  | 22-23 | 0
58 | VRCC M25 design mix Concrete for Slab 50mm | 0 |  | 747.27 | 0 | 0 | Sqm | 747.27 | 0 | 0 | 0 | 19-20 | 0
58 | VRCC M25 design mix Concrete for Slab 50mm | 0 |  | 779.57 | 0 | 0 | Sqm | 779.57 | 0 |  |  | 20-21 | 0
58 | VRCC M25 design mix Concrete for Slab 50mm | 0 |  | 831.97 | 0 | 0 | Sqm | 831.97 | 0 |  |  | 21-22 | 0
58 | VRCC M25 design mix Concrete for Slab 50mm | 0 |  | 865.17 | 0 | 0 | Sqm | 865.17 | 0 |  |  | 22-23 | 0
58 | VRCC M25 design mix Concrete for Slab 25mm | 0 |  | 624.5 | 0 | 0 | Sqm | 624.5 | 0 | 0 | 0 | 19-20 | 0
58 | VRCC M25 design mix Concrete for Slab 25mm | 0 |  | 651.52 | 0 | 0 | Sqm | 651.52 | 0 |  |  | 20-21 | 0
58 | VRCC M25 design mix Concrete for Slab 25mm | 0 |  | 697.84 | 0 | 0 | Sqm | 697.84 | 0 |  |  | 21-22 | 0
58 | VRCC M25 design mix Concrete for Slab 25mm | 0 |  | 724.02 | 0 | 0 | Sqm | 724.02 | 0 |  |  | 22-23 | 0
59 | VRCC M25 design mix Concrete for Lintels | 0 |  | 10426.34 | 0 | 0 | Cum | 10426.34 | 0 | 0 | 0 | 19-20 | 0
59 | VRCC M25 design mix Concrete for Lintels | 0 |  | 10817 | 0 | 0 | Cum | 10817 | 0 |  |  | 20-21 | 0
59 | VRCC M25 design mix Concrete for Lintels | 0 |  | 11426.3 | 0 | 0 | Cum | 11426.3 | 0 |  |  | 21-22 | 0
59 | VRCC M25 design mix Concrete for Lintels | 0 |  | 11874.81 | 0 | 0 | Cum | 11874.81 | 0 |  |  | 22-23 | 0
60 | VRCC M25 design mix Concrete for Sunshades | 0 |  | 663.66 | 0 | 0 | Rm | 663.66 | 0 | 0 | 0 | 19-20 | 0
60 | VRCC M25 design mix Concrete for Sunshades | 0 |  | 684.77 | 0 | 0 | Rm | 684.77 | 0 |  |  | 20-21 | 0
60 | VRCC M25 design mix Concrete for Sunshades | 0 |  | 722.51 | 0 | 0 | Rm | 722.51 | 0 |  |  | 21-22 | 0
60 | VRCC M25 design mix Concrete for Sunshades | 0 |  | 744.73 | 0 | 0 | Rm | 744.73 | 0 |  |  | 22-23 | 0
60 | impervious coat over roof slab-12mm | 0 |  | 297.65 | 0 | 0 | Sqm | 297.65 | 0 | 0 | 0 | 19-20 | 0
60 | impervious coat over roof slab-12mm | 0 |  | 321.24 | 0 | 0 | Sqm | 321.24 | 0 |  |  | 20-21 | 0
60 | impervious coat over roof slab-12mm | 0 |  | 340.95 | 0 | 0 | Sqm | 340.95 | 0 |  |  | 21-22 | 0
60 | impervious coat over roof slab-12mm | 0 |  | 362.63 | 0 | 0 | Sqm | 362.63 | 0 |  |  | 22-23 | 0
61 | impervious coat over roof slab-20mm | 0 |  | 382.24 | 0 | 0 | Sqm | 382.24 | 0 | 0 | 0 | 19-20 | 0
61 | impervious coat over roof slab-20mm | 0 |  | 414.32 | 0 | 0 | Sqm | 414.32 | 0 |  |  | 20-21 | 0
61 | impervious coat over roof slab-20mm | 0 |  | 440.9 | 0 | 0 | Sqm | 440.9 | 0 |  |  | 21-22 | 0
61 | impervious coat over roof slab-20mm | 0 |  | 470.34 | 0 | 0 | Sqm | 470.34 | 0 |  |  | 22-23 | 0
50 | Brick Masonary for Superstructure with CM (1:6) proportion using 2nd class traditional bricks including c/c of all materials like Cement, Sand, Bricks, water etc including labour charges etc. complete | 0 | Cum | 6307.01 | 0 | 0 | Cum | 6307.01 | 0 | 0 | 0 | 19-20 | 0
93 | Brick masonery in CM (1:6) for superstructure | 0 |  | 6491.83 | 0 | 0 | Cum | 6491.83 | 0 |  |  | 20-21 | 0
88 | Brick masonery in CM (1:6) for superstructure | 0 |  | 6937.81 | 0 | 0 | Cum | 6937.81 | 0 |  |  | 21-22 | 0
88 | Brick masonery in CM (1:6) for superstructure | 0 |  | 7673.4 | 0 | 0 | Cum | 7673.4 | 0 |  |  | 22-23 | 0
30 | Brick masonery in CM (1:8) for basement | 0 |  | 6250.61 | 0 | 0 | Cum | 6250.61 | 0 | 0 | 0 | 19-20 | 0
94 | Brick masonery in CM (1:8) for basement | 0 |  | 6435.43 | 0 | 0 | Cum | 6435.43 | 0 |  |  | 20-21 | 0
30 | Brick masonery in CM (1:8) for basement | 0 |  | 6881.41 | 0 | 0 | Cum | 6881.41 | 0 |  |  | 21-22 | 0
30 | Brick masonery in CM (1:8) for basement | 0 |  | 7617 | 0 | 0 | Cum | 7617 | 0 |  |  | 22-23 | 0
51 | Reinforced Brick Masonry for partition walls (11.0 cm thick) in CM (1:6) prop. (Cement : Sand) using common burnt clay bricks including cost and conveyance of all materials etc., complete | 0 | Sqm | 830.76 | 0 | 0 | Sqm | 830.76 | 0 | 0 | 0 | 19-20 | 0
95 | Reinforced Brick Masonry for partition walls (11.5 cm thick) i | 0 |  | 856.26 | 0 | 0 | Sqm | 856.26 | 0 |  |  | 20-21 | 0
89 | Reinforced Brick Masonry for partition walls (11.5 cm thick) i | 0 |  | 913.89 | 0 | 0 | Sqm | 913.89 | 0 |  |  | 21-22 | 0
89 | Reinforced Brick Masonry for partition walls (11.5 cm thick) i | 0 |  | 999.57 | 0 | 0 | Sqm | 999.57 | 0 |  |  | 22-23 | 0
22 | Fly ash cement bricks | 0 |  | 6013.96 | 0 | 0 | Sqm | 6013.96 | 0 | 0 | 0 | 19-20 | 0
22 | Fly ash cement bricks | 0 |  | 6227.11 | 0 | 0 | Sqm | 6227.11 | 0 |  |  | 20-21 | 0
22 | Fly ash cement bricks | 0 |  | 6774.69 | 0 | 0 | Sqm | 6774.69 | 0 |  |  | 21-22 | 0
22 | Fly ash cement bricks | 0 |  | 7187.45 | 0 | 0 | Sqm | 7187.45 | 0 |  |  | 22-23 | 0
52 | Ceiling Plastering to Ceiling in CM (1:3) 12mm thick with dubara sponge finishing including c/c of all materials including labour charges such as mixing cement mortar and curing etc complete for finished item of work (APSS 901 & 903) | 0 | Sqm | 321.79 | 0 | 0 | Sqm | 321.79 | 0 | 0 | 0 | 19-20 | 0
96 | Ornamental Plastering 12mm thick to ceiling | 0 |  | 344.38 | 0 | 0 | Sqm | 344.38 | 0 |  |  | 20-21 | 0
83 | Ornamental Plastering 12mm thick to ceiling | 0 |  | 365.08 | 0 | 0 | Sqm | 365.08 | 0 |  |  | 21-22 | 0
83 | Ornamental Plastering 12mm thick to ceiling | 0 |  | 385.55 | 0 | 0 | Sqm | 385.55 | 0 |  |  | 22-23 | 0
82 | Plastering 12mm thick inside in single coats | 0 |  | 289.52 | 0 | 0 | Sqm | 289.52 | 0 | 0 | 0 | 19-20 | 0
82 | Plastering 12mm thick inside in single coats | 0 |  | 312.11 | 0 | 0 | Sqm | 312.11 | 0 |  |  | 20-21 | 0
82 | Plastering 12mm thick inside in single coats | 0 |  | 331.62 | 0 | 0 | Sqm | 331.62 | 0 |  |  | 21-22 | 0
82 | Plastering 12mm thick inside in single coats | 0 |  | 352.1 | 0 | 0 | Sqm | 352.1 | 0 |  |  | 22-23 | 0
83 | Plastering 20mm thick inside in single coats | 0 |  | 307.37 | 0 | 0 | Sqm | 307.37 | 0 | 0 | 0 | 19-20 | 0
83 | Plastering 20mm thick inside in single coats | 0 |  | 330.52 | 0 | 0 | Sqm | 330.52 | 0 |  |  | 20-21 | 0
83 | Plastering 20mm thick inside in single coats | 0 |  | 351.31 | 0 | 0 | Sqm | 351.31 | 0 |  |  | 21-22 | 0
83 | Plastering 20mm thick inside in single coats | 0 |  | 372.29 | 0 | 0 | Sqm | 372.29 | 0 |  |  | 22-23 | 0
53 | Plastering to brick masonary wall with 12mm thick double coat in CM (1:5) 8 mm thick base coat and CM (1:3) of 4mm thick top coat with dubara sponge finish etc., complete | 0 | Sqm | 380.2 | 0 | 0 | Sqm | 380.2 | 0 | 0 | 0 | 19-20 | 0
97 | Plastering 12mm thick double coat | 0 |  | 410.98 | 0 | 0 | Sqm | 410.98 | 0 |  |  | 20-21 | 0
84 | Plastering 12mm thick double coat | 0 |  | 436.23 | 0 | 0 | Sqm | 436.23 | 0 |  |  | 21-22 | 0
84 | Plastering 12mm thick double coat | 0 |  | 464.16 | 0 | 0 | Sqm | 464.16 | 0 |  |  | 22-23 | 0
54 | Plastering 20mm thick double coat | 0 | Sqm | 393.56 | 0 | 0 | Sqm | 393.56 | 0 | 0 | 0 | 19-20 | 0
98 | Plastering 20mm thick double coat | 0 |  | 424.91 | 0 | 0 | Sqm | 424.91 | 0 |  |  | 20-21 | 0
85 | Plastering 20mm thick double coat | 0 |  | 451.54 | 0 | 0 | Sqm | 451.54 | 0 |  |  | 21-22 | 0
53 | Plastering to brick masonary wall with 20mm thick double coat in CM (1:6) 16 mm thick base coat and CM (1:4) of 4mm thick top coat with dubara sponge finish etc., complete | 0 |  | 479.98 | 0 | 0 | Sqm | 479.98 | 0 |  |  | 22-23 | 0
13 | PCC M25 for Steps | 0 |  | 5152.25 | 0 | 0 | Cum | 5152.25 | 0 | 0 | 0 | 19-20 | 0
13 | PCC M25 for Steps | 0 |  | 5333.72 | 0 | 0 | Cum | 5333.72 | 0 |  |  | 20-21 | 0
13 | PCC M25 for Steps | 0 |  | 5579.32 | 0 | 0 | Cum | 5579.32 | 0 |  |  | 21-22 | 0
13 | PCC M25 for Steps | 0 |  | 5843.94 | 0 | 0 | Cum | 5843.94 | 0 |  |  | 22-23 | 0
65 | Flooring with vitrified tiles | 0 |  | 1048.97 | 0 | 0 | Sqm | 1048.97 | 0 | 0 | 0 | 19-20 | 0
65 | Flooring with vitrified tiles | 0 |  | 1082.75 | 0 | 0 | Sqm | 1082.75 | 0 |  |  | 20-21 | 0
65 | Flooring with vitrified tiles | 0 |  | 1108.35 | 0 | 0 | Sqm | 1108.35 | 0 |  |  | 21-22 | 0
65 | Flooring with vitrified tiles | 0 |  | 1139.42 | 0 | 0 | Sqm | 1139.42 | 0 |  |  | 22-23 | 0
69 | Providing skirting to internal walls to 15 cm height | 0 |  | 1044.9 | 0 | 0 | Sqm | 1044.9 | 0 | 0 | 0 | 19-20 | 0
69 | Providing skirting to internal walls to 15 cm height | 0 |  | 1078.42 | 0 | 0 | Sqm | 1078.42 | 0 |  |  | 20-21 | 0
69 | Providing skirting to internal walls to 15 cm height | 0 |  | 1103.42 | 0 | 0 | Sqm | 1103.42 | 0 |  |  | 21-22 | 0
69 | Providing skirting to internal walls to 15 cm height | 0 |  | 1134.08 | 0 | 0 | Sqm | 1134.08 | 0 |  |  | 22-23 | 0
50 | Flooring with Granite stones | 0 |  | 2934.5 | 0 | 0 | sqm | 2934.5 | 0 | 0 | 0 | 19-20 | 0
50 | Flooring with Granite stones | 0 |  | 3003.21 | 0 | 0 | sqm | 3003.21 | 0 |  |  | 20-21 | 0
50 | Flooring with Granite stones | 0 |  | 3066.62 | 0 | 0 | sqm | 3066.62 | 0 |  |  | 21-22 | 0
50 | Flooring with Granite stones | 0 |  | 3248.17 | 0 | 0 | sqm | 3248.17 | 0 |  |  | 22-23 | 0
51 | Skirting with Granite stones | 0 |  | 2740.43 | 0 | 0 | Sqm | 2740.43 | 0 | 0 | 0 | 19-20 | 0
51 | Skirting with Granite stones | 0 |  | 2787.53 | 0 | 0 | Sqm | 2787.53 | 0 |  |  | 20-21 | 0
51 | Skirting with Granite stones | 0 |  | 2831.2 | 0 | 0 | Sqm | 2831.2 | 0 |  |  | 21-22 | 0
51 | Skirting with Granite stones | 0 |  | 2995.66 | 0 | 0 | Sqm | 2995.66 | 0 |  |  | 22-23 | 0
71 | Flooring with Terrazo tiles | 0 |  | 660.95 | 0 | 0 | Sqm | 660.95 | 0 | 0 | 0 | 19-20 | 0
71 | Flooring with Terrazo tiles | 0 |  | 709.65 | 0 | 0 | Sqm | 709.65 | 0 |  |  | 20-21 | 0
71 | Flooring with Terrazo tiles | 0 |  | 718.32 | 0 | 0 | Sqm | 718.32 | 0 |  |  | 21-22 | 0
71 | Flooring with Terrazo tiles | 0 |  | 816.76 | 0 | 0 | Sqm | 816.76 | 0 |  |  | 22-23 | 0
72 | skirting to internal walls with Terrazo tiles | 0 |  | 681.6 | 0 | 0 | Sqm | 681.6 | 0 | 0 | 0 | 19-20 | 0
72 | skirting to internal walls with Terrazo tiles | 0 |  | 715.12 | 0 | 0 | Sqm | 715.12 | 0 |  |  | 20-21 | 0
72 | skirting to internal walls with Terrazo tiles | 0 |  | 740.12 | 0 | 0 | Sqm | 740.12 | 0 |  |  | 21-22 | 0
72 | skirting to internal walls with Terrazo tiles | 0 |  | 822.23 | 0 | 0 | Sqm | 822.23 | 0 |  |  | 22-23 | 0
73 | Flooring with Ceramic non skid tiles | 0 |  | 784.71 | 0 | 0 | Sqm | 784.71 | 0 | 0 | 0 | 19-20 | 0
73 | Flooring with Ceramic non skid tiles | 0 |  | 818.23 | 0 | 0 | Sqm | 818.23 | 0 |  |  | 20-21 | 0
73 | Flooring with Ceramic non skid tiles | 0 |  | 843.23 | 0 | 0 | Sqm | 843.23 | 0 |  |  | 21-22 | 0
73 | Flooring with Ceramic non skid tiles | 0 |  | 873.89 | 0 | 0 | Sqm | 873.89 | 0 |  |  | 22-23 | 0
74 | Dadoing with Glazed tiles | 0 |  | 502.03 | 0 | 0 | Sqm | 502.03 | 0 | 0 | 0 | 19-20 | 0
74 | Dadoing with Glazed tiles | 0 |  | 512.04 | 0 | 0 | Sqm | 512.04 | 0 |  |  | 20-21 | 0
74 | Dadoing with Glazed tiles | 0 |  | 520.52 | 0 | 0 | Sqm | 520.52 | 0 |  |  | 21-22 | 0
74 | Dadoing with Glazed tiles | 0 |  | 536.26 | 0 | 0 | Sqm | 536.26 | 0 |  |  | 22-23 | 0
32 | Pressed floor tiles | 0 |  | 977.96 | 0 | 0 | Sqm | 977.96 | 0 | 0 | 0 | 19-20 | 0
32 | Pressed floor tiles | 0 |  | 1023.19 | 0 | 0 | Sqm | 1023.19 | 0 |  |  | 20-21 | 0
32 | Pressed floor tiles | 0 |  | 1058.68 | 0 | 0 | Sqm | 1058.68 | 0 |  |  | 21-22 | 0
32 | Pressed floor tiles | 0 |  | 1100.49 | 0 | 0 | Sqm | 1100.49 | 0 |  |  | 22-23 | 0
76 | White washing three coats with whiting | 0 |  | 21.43 | 0 | 0 | Sqm | 21.43 | 0 | 0 | 0 | 19-20 | 0
76 | White washing three coats with whiting | 0 |  | 22.88 | 0 | 0 | Sqm | 22.88 | 0 |  |  | 20-21 | 0
76 | White washing three coats with whiting | 0 |  | 25.95 | 0 | 0 | Sqm | 25.95 | 0 |  |  | 21-22 | 0
76 | White washing three coats with whiting | 0 |  | 27.91 | 0 | 0 | Sqm | 27.91 | 0 |  |  | 22-23 | 0
55 | Providing and applying synthetic plaster putty | 0 | Sqm | 164.74 | 0 | 0 | Sqm | 164.74 | 0 | 0 | 0 | 19-20 | 0
84 | Providing and applying synthetic plaster putty | 0 |  | 173.39 | 0 | 0 | Sqm | 173.39 | 0 |  |  | 20-21 | 0
84 | Providing and applying synthetic plaster putty | 0 |  | 179.94 | 0 | 0 | Sqm | 179.94 | 0 |  |  | 21-22 | 0
54 | Providing and applying Wall putty of White Cement or Polymer or Cement based of average 1 to 2 mm thickness including all labour charges etc., complete | 0 |  | 194.34 | 0 | 0 | Sqm | 194.34 | 0 |  |  | 22-23 | 0
86 | Painting with Emulsion paint for inernal walls | 0 |  | 140.87 | 0 | 0 | Sqm | 140.87 | 0 | 0 | 0 | 19-20 | 0
99 | Painting with Emulsion paint for inernal walls | 0 |  | 149.66 | 0 | 0 | Sqm | 149.66 | 0 |  |  | 20-21 | 0
86 | Painting with Emulsion paint for inernal walls | 0 |  | 156.4 | 0 | 0 | Sqm | 156.4 | 0 |  |  | 21-22 | 0
56 | Painting to new walls with 2 coats of acrylic Emulsion paint Asian or equivalent and shade over Priming coat including all labour charges etc., complete for internal wall | 0 | Sqm | 169.89 | 0 | 0 | Sqm | 169.89 | 0 |  |  | 22-23 | 0
87 | Painting with Emulsion paint for external walls | 0 |  | 192.71 | 0 | 0 | Sqm | 192.71 | 0 | 0 | 0 | 19-20 | 0
100 | Painting with Emulsion paint for external walls | 0 |  | 206.39 | 0 | 0 | Sqm | 206.39 | 0 |  |  | 20-21 | 0
87 | Painting with Emulsion paint for external walls | 0 |  | 216.76 | 0 | 0 | Sqm | 216.76 | 0 |  |  | 21-22 | 0
57 | Painting to new walls with 2 coats of acrylic Emulsion paint Asian or equivalent and shade over Priming coat including all labour charges etc., complete for external wall | 0 | Sqm | 233.59 | 0 | 0 | Sqm | 233.59 | 0 |  |  | 22-23 | 0
58 | Supplying, fitting & placing HYSD fe-500 bar reinforcement in foundation complete including labour charges for cutting, bending etc., complete | 0 | MT | 64288.5 | 0 | 0 | MT | 64288.5 | 0 | 0 | 0 | 19-20 | 0
101 | Cost of steel | 0 |  | 64635 | 0 | 0 | MT | 64635 | 0 |  |  | 20-21 | 0
96 | Cost of steel | 0 |  | 82189.5 | 0 | 0 | MT | 82189.5 | 0 |  |  | 21-22 | 0
96 | Cost of steel | 0 |  | 95016 | 0 | 0 | MT | 95016 | 0 |  |  | 22-23 | 0
| Providing Door, Windows, Ventilators and Grills | 0 |  | 0 |  |  |  |  | 0 |  |  | 19-20
75 | S&F Door of size 1.20 x 2.10mt including c/c of all materials and furniture fittings etc complete as per specification (APSS No 1001 & 1002) Door Frame with Shutters | 0 | No | 20396.34 | 0 | 0 | No | 20396.34 | 0 | 0 | 0 | 19-20 | 0
103 | Supply and fixing of Door of size 1.20 x 2.10mt | 0 |  | 20396.34 | 0 | 0 | No | 20396.34 | 0 |  |  | 20-21 | 0
36 | Supply and fixing of Door of size 1.20 x 2.10mt | 0 | No | 18903.09 | 0 | 0 | No | 18903.09 | 0 |  |  | 21-22 | 0
28 | S&F Door of size 1.20 x 2.10mt including c/c of all materials and furniture fittings etc complete as per specification (APSS No 1001 & 1002) Door Frame with Shutters | 0 | No | 22903.66 | 0 | 0 | No | 22903.66 | 0 |  |  | 22-23 | 0
50 | Supply and fixing of Door of size 0.90 x 2.10mt | 0 |  | 14099.53 | 0 | 0 | No | 14099.53 | 0 | 0 | 0 | 19-20 | 0
24 | Supply and fixing of Door of size 0.90 x 2.10mt | 0 |  | 14099.53 | 0 | 0 | No | 14099.53 | 0 |  |  | 20-21 | 0
37 | Supply and fixing of Door of size 0.90 x 2.10mt | 0 | No | 12770.46 | 0 | 0 | No | 12770.46 | 0 |  |  | 21-22 | 0
24 | Supply and fixing of Door of size 0.90 x 2.10mt | 0 |  | 15875.19 | 0 | 0 | No | 15875.19 | 0 |  |  | 22-23 | 0
| Supply and fixing of Door of size 0.80 x 2.10mt | 0 |  | 13359.1 | 0 | 0 | No | 13359.1 | 0 | 0 | 0 | 19-20 | 0
| Supply and fixing of Door of size 0.80 x 2.10mt | 0 |  | 13359.1 | 0 | 0 | No | 13359.1 | 0 |  |  | 20-21 | 0
38 | Supply and fixing of Door of size 0.80 x 2.10mt | 0 | No | 10756.69 | 0 | 0 | No | 10756.69 | 0 |  |  | 21-22 | 0
| Supply and fixing of Door of size 0.80 x 2.10mt | 0 |  | 15037.22 | 0 | 0 | No | 15037.22 | 0 |  |  | 22-23 | 0
90 | Supply and fixing of Door of size 0.90 x 2.10mt | 0 |  | 8905.99 | 0 | 0 | No | 8905.99 | 0 | 0 | 0 | 19-20 | 0
90 | Supply and fixing of Door of size 0.90 x 2.10mt | 0 |  | 8905.99 | 0 | 0 | No | 8905.99 | 0 |  |  | 20-21 | 0
90 | Supply and fixing of Door of size 0.90 x 2.10mt | 0 |  | 9185.38 | 0 | 0 | No | 9185.38 | 0 |  |  | 21-22 | 0
90 | Supply and fixing of Door of size 0.90 x 2.10mt | 0 |  | 10330.61 | 0 | 0 | No | 10330.61 | 0 |  |  | 22-23 | 0
70 | Supply and fixing of Door of size 0.75 x 2.10mt | 0 |  | 6334.76 | 0 | 0 | No | 6334.76 | 0 | 0 | 0 | 19-20 | 0
70 | Supply and fixing of Door of size 0.75 x 2.10mt | 0 |  | 6334.76 | 0 | 0 | No | 6334.76 | 0 |  |  | 20-21 | 0
70 | Supply and fixing of Door of size 0.75 x 2.10mt | 0 |  | 6584.41 | 0 | 0 | No | 6584.41 | 0 |  |  | 21-22 | 0
70 | Supply and fixing of Door of size 0.75 x 2.10mt | 0 |  | 7015.49 | 0 | 0 | No | 7015.49 | 0 |  |  | 22-23 | 0
91 | Supply and fixing of Door of size 1.20 x 2.10mt | 0 |  | 10891.57 | 0 | 0 | No | 10891.57 | 0 | 0 | 0 | 19-20 | 0
104 | Supply and fixing of Door of size 1.20 x 2.10mt | 0 |  | 4180.61 | 0 | 0 | No | 4180.61 | 0 |  |  | 20-21 | 0
91 | Supply and fixing of Door of size 1.20 x 2.10mt | 0 |  | 11215.33 | 0 | 0 | No | 11215.33 | 0 |  |  | 21-22 | 0
60 | S&F Door of size 1.20 x 2.10mt including c/c of all materials and furniture fittings etc complete as per specification (APSS No 1001 & 1002) Door Frame with Shutters | 0 | No | 11464.42 | 0 | 0 | No | 11464.42 | 0 |  |  | 22-23 | 0
92 | Supply and fixing of Door of size 1.20 x 2.10mt | 0 |  | 9855.78 | 0 | 0 | No | 9855.78 | 0 | 0 | 0 | 19-20 | 0
97 | Supply and fixing of Door of size 1.20 x 2.10mt | 0 |  | 9855.78 | 0 | 0 | No | 9855.78 | 0 |  |  | 20-21 | 0
92 | Supply and fixing of Door of size 1.20 x 2.10mt | 0 |  | 10134.49 | 0 | 0 | No | 10134.49 | 0 |  |  | 21-22 | 0
92 | Supply and fixing of Door of size 1.20 x 2.10mt | 0 |  | 11442.58 | 0 | 0 | No | 11442.58 | 0 |  |  | 22-23 | 0
78 | S&F Door of size 1.05 x 2.10mt including c/c of all materials and furniture fittings etc complete as per specification (APSS No 1001 & 1002) Door Frame with Shutters | 0 | No | 15555.64 | 0 | 0 | No | 15555.64 | 0 | 0 | 0 | 19-20 | 0
71 | Supply and fixing of Door of size 1.05 x 2.10mt GF | 0 |  | 15555.64 | 0 | 0 | No | 15555.64 | 0 |  |  | 20-21 | 0
71 | Supply and fixing of Door of size 1.05 x 2.10mt GF | 0 |  | 13789.81 | 0 | 0 | No | 13789.81 | 0 |  |  | 21-22 | 0
71 | Supply and fixing of Door of size 1.05 x 2.10mt GF | 0 |  | 17517.36 | 0 | 0 | No | 17517.36 | 0 |  |  | 22-23 | 0
79 | S&F Door of size 1.05 x 2.10mt including c/c of all materials and furniture fittings etc complete as per specification (APSS No 1001 & 1002) Door Frame with Shutters | 0 | No | 9631.65 | 0 | 0 | No | 9631.65 | 0 | 0 | 0 | 19-20 | 0
107 | Supply and fixing of Door of size 1.05 x 2.10mt FF | 0 |  | 4472.53 | 0 | 0 | No | 4472.53 | 0 |  |  | 20-21 | 0
95 | Supply and fixing of Door of size 1.05 x 2.10mt FF | 0 |  | 9936.04 | 0 | 0 | No | 9936.04 | 0 |  |  | 21-22 | 0
95 | Supply and fixing of Door of size 1.05 x 2.10mt FF | 0 |  | 11186.3 | 0 | 0 | No | 11186.3 | 0 |  |  | 22-23 | 0
80 | S&F of WPC door frame including c/c of all materials and furniture fittings etc complete as per specification (APSS No 1001 & 1002) | 0 | Sqm | 6011.2 | 0 | 0 | Sqm | 6011.2 | 0 | 0 | 0 | 19-20 | 0
96 | WPC door with with Bottom frame | 0 |  | 6011.2 | 0 | 0 | Sqm | 6011.2 | 0 |  |  | 20-21 | 0
96 | WPC door with with Bottom frame | 0 |  | 6057.2 | 0 | 0 | Sqm | 6057.2 | 0 |  |  | 21-22 | 0
96 | WPC door with with Bottom frame | 0 |  | 6958.78 | 0 | 0 | Sqm | 6958.78 | 0 |  |  | 22-23 | 0
106 | WPC door with without Bottom frame | 0 |  | 5617.52 | 0 | 0 | Sqm | 5617.52 | 0 | 0 | 0 | 19-20 | 0
106 | WPC door with without Bottom frame | 0 |  | 5617.52 | 0 | 0 | Sqm | 5617.52 | 0 |  |  | 20-21 | 0
106 | WPC door with without Bottom frame | 0 |  | 5663.52 | 0 | 0 | Sqm | 5663.52 | 0 |  |  | 21-22 | 0
106 | WPC door with without Bottom frame | 0 |  | 6508.85 | 0 | 0 | Sqm | 6508.85 | 0 |  |  | 22-23 | 0
81 | S&F of 30mm thick Solid panel PVC door including c/c of all materials and furniture fittings etc complete as per specification (APSS No 1001 & 1002) | 0 | Rm | 0 | 0 |  |  |  | 0 | 0 | 0 | 19-20 | 0
82 | Providing and fixing factory made uPVC white colour sliding glazed window including cost and labour charges etc., complete | 0 | Sqm | 8058 | 0 | 0 | Sqm | 8058 | 0 | 0 | 0 | 19-20 | 0
104 | Providing and fixing factory made uPVC windows 3track | 0 |  | 8058 | 0 | 0 | Sqm | 8058 | 0 |  |  | 20-21 | 0
39 | Providing and fixing factory made uPVC windows 3track | 0 | Sqm | 8058 | 0 | 0 | Sqm | 8058 | 0 |  |  | 21-22 | 0
29 | Providing and fixing factory made uPVC white colour sliding glazed window including cost and labour charges etc., complete | 0 | Sqm | 8622 | 0 | 0 | Sqm | 8622 | 0 |  |  | 22-23 | 0
100 | Providing and fixing factory made uPVC windows 3track | 0 |  | 6038 | 0 | 0 | Sqm | 6038 | 0 | 0 | 0 | 19-20 | 0
105 | Providing and fixing factory made uPVC windows 3track | 0 |  | 6038 | 0 | 0 | Sqm | 6038 | 0 |  |  | 20-21 | 0
100 | Providing and fixing factory made uPVC windows 3track | 0 |  | 6038 | 0 | 0 | Sqm | 6038 | 0 |  |  | 21-22 | 0
100 | Providing and fixing factory made uPVC windows 3track | 0 |  | 6460 | 0 | 0 | Sqm | 6460 | 0 |  |  | 22-23 | 0
98 | Providing and fixing factory made uPVC windows single track | 0 |  | 5830 | 0 | 0 | Sqm | 5830 | 0 | 0 | 0 | 19-20 | 0
98 | Providing and fixing factory made uPVC windows single track | 0 |  | 5830 | 0 | 0 | Sqm | 5830 | 0 |  |  | 20-21 | 0
98 | Providing and fixing factory made uPVC windows single track | 0 |  | 5830 | 0 | 0 | Sqm | 5830 | 0 |  |  | 21-22 | 0
98 | Providing and fixing factory made uPVC windows single track | 0 |  | 6238 | 0 | 0 | Sqm | 6238 | 0 |  |  | 22-23 | 0
| Single fixed Louvers Ventilator | 0 |  | 3797 | 0 | 0 | Sqm | 3797 | 0 | 0 | 0 | 19-20 | 0
| Single fixed Louvers Ventilator | 0 |  | 3797 | 0 | 0 | Sqm | 3797 | 0 |  |  | 20-21 | 0
| Single fixed Louvers Ventilator | 0 |  | 3797 | 0 | 0 | Sqm | 3797 | 0 |  |  | 21-22 | 0
| Single fixed Louvers Ventilator | 0 |  | 4062 | 0 | 0 | Sqm | 4062 | 0 |  |  | 22-23 | 0
106 | Supplying and fixing of ventilator | 0 |  | 494.94 | 0 | 0 | No | 494.94 | 0 | 0 | 0 | 19-20 | 0
106 | Supplying and fixing of ventilator | 0 |  | 494.64 | 0 | 0 | No | 494.64 | 0 |  |  | 20-21 | 0
106 | Supplying and fixing of ventilator | 0 |  | 520.87 | 0 | 0 | No | 520.87 | 0 |  |  | 21-22 | 0
106 | Supplying and fixing of ventilator | 0 |  | 576.98 | 0 | 0 | No | 576.98 | 0 |  |  | 22-23 | 0
99 | S&F of Cement Jolleys 50mm thick | 0 |  | 513.1 | 0 | 0 | Sqm | 513.1 | 0 | 0 | 0 | 19-20 | 0
99 | S&F of Cement Jolleys 50mm thick | 0 |  | 529.5 | 0 | 0 | Sqm | 529.5 | 0 |  |  | 20-21 | 0
99 | S&F of Cement Jolleys 50mm thick | 0 |  | 554.35 | 0 | 0 | Sqm | 554.35 | 0 |  |  | 21-22 | 0
31 | S&F of Cement Jolleys 50mm thick | 0 | Sqm | 604.08 | 0 | 0 | Sqm | 604.08 | 0 |  |  | 22-23 | 0
27 | Supplying & fixing of Iron Doors and Windows Grills including labour charges for fabricating steel including cost of welding rods, power charges & fixing the grill in position etc complete | 320 | kgs | 84.01 | 26883 | 320 | kgs | 84.01 | 26883.2 | 0.2 | 0 | 19-20 | -0.2
40 | Supplying & fixing of Iron Grills | 0 | kgs | 82.8 | 0 | 0 | kgs | 82.8 | 0 |  |  | 20-21 | 0
76 | Supplying & fixing of Iron Grills | 0 |  | 95.89 | 0 | 0 | kgs | 95.89 | 0 |  |  | 21-22 | 0
24 | Supplying & fixing of Iron Doors and Windows Grills including labour charges for fabricating steel including cost of welding rods, power charges & fixing the grill in position etc complete | 0 | kgs | 110.99 | 0 | 0 | kgs | 110.99 | 0 |  |  | 22-23 | 0
101 | Supplying & fixing of Iron Grills | 0 |  | 2353.58 | 0 | 0 | Sqm | 2353.58 | 0 | 0 | 0 | 19-20 | 0
32 | Supplying & fixing of Iron Grills | 0 |  | 2324.02 | 0 | 0 | Sqm | 2324.02 | 0 |  |  | 20-21 | 0
52 | Supplying & fixing of Iron Grills | 0 |  | 2719.44 | 0 | 0 | Sqm | 2719.44 | 0 |  |  | 21-22 | 0
101 | Supplying & fixing of Iron Grills | 0 |  | 3138.49 | 0 | 0 | Sqm | 3138.49 | 0 |  |  | 22-23 | 0
59 | Supplying & fixing of MS tube | 0 |  | 106.5 | 0 | 0 |  | 106.5 | 0 | 0 | 0 | 19-20 | 0
59 | Supplying & fixing of MS tube | 0 |  | 106.5 | 0 | 0 |  | 106.5 | 0 |  |  | 20-21 | 0
59 | Supplying & fixing of MS tube | 0 |  | 114.65 | 0 | 0 |  | 114.65 | 0 |  |  | 21-22 | 0
59 | Supplying & fixing of MS tube | 0 |  | 126.9 | 0 | 0 |  | 126.9 | 0 |  |  | 22-23 | 0
102 | Supplying & fixing of stainless steel hand rail | 0 |  | 2839.34 | 0 | 0 | Sqm | 2839.34 | 0 | 0 | 0 | 19-20 | 0
113 | Supplying & fixing of stainless steel hand rail | 0 |  | 2839.34 | 0 | 0 | Sqm | 2839.34 | 0 |  |  | 20-21 | 0
102 | Supplying & fixing of stainless steel hand rail | 0 |  | 3034.69 | 0 | 0 | Sqm | 3034.69 | 0 |  |  | 21-22 | 0
64 | Supplying and fixing of stainless steel (grade 304) hand railing as per approved drawing with top rail of 50mm dia pipe and 2mm thick | 0 |  | 3345.94 | 0 | 0 | Sqm | 3345.94 | 0 |  |  | 22-23 | 0
78 | Supplying & fixing of stainless steel RamP | 0 |  | 1258.89 | 0 | 0 | Sqm | 1258.89 | 0 | 0 | 0 | 19-20 | 0
78 | Supplying & fixing of stainless steel RamP | 0 |  | 1258.89 | 0 | 0 | Sqm | 1258.89 | 0 |  |  | 20-21 | 0
78 | Supplying & fixing of stainless steel RamP | 0 |  | 1357.37 | 0 | 0 | Sqm | 1357.37 | 0 |  |  | 21-22 | 0
78 | Supplying & fixing of stainless steel RamP | 0 |  | 1514.34 | 0 | 0 | Sqm | 1514.34 | 0 |  |  | 22-23 | 0
78 | Supplying & fixing of stainless steel | 0 |  | 470.28 | 0 | 0 | kgs | 470.28 | 0 | 0 | 0 | 19-20 | 0
78 | Supplying & fixing of stainless steel | 0 |  | 470.28 | 0 | 0 | kgs | 470.28 | 0 |  |  | 20-21 | 0
78 | Supplying & fixing of stainless steel | 0 |  | 508 | 0 | 0 | kgs | 508 | 0 |  |  | 21-22 | 0
78 | Supplying & fixing of stainless steel | 0 |  | 568.35 | 0 | 0 | kgs | 568.35 | 0 |  |  | 22-23 | 0
110 | Full Rounding the edges of Granite stone slabs | 0 |  | 412 | 0 | 0 | Rm | 412 | 0 | 0 | 0 | 19-20 | 0
110 | Full Rounding the edges of Granite stone slabs | 0 |  | 412 | 0 | 0 | Rm | 412 | 0 |  |  | 20-21 | 0
110 | Full Rounding the edges of Granite stone slabs | 0 |  | 438 | 0 | 0 | Rm | 438 | 0 |  |  | 21-22 | 0
110 | Full Rounding the edges of Granite stone slabs | 0 |  | 453 | 0 | 0 | Rm | 453 | 0 |  |  | 22-23 | 0
| Providing & Supply of Water supply and Sanitation items | 0 |  | 0 |  |  |  |  | 0 |  |  | 19-20
86 | Supply and Fixing of Premium make CPVC Pipes and Fittings to meet the requirement of ASTM-D 2846 for 32mm dia | 0 | Rm | 193 | 0 | 0 | Rm | 193 | 0 | 0 | 0 | 19-20 | 0
37 | S&F of 32mm dia CPVC pipes | 0 |  | 193 | 0 | 0 | Rm | 193 | 0 |  |  | 20-21 | 0
37 | S&F of 32mm dia CPVC pipes | 0 |  | 202 | 0 | 0 | Rm | 202 | 0 |  |  | 21-22 | 0
66 | Supply and Fixing of Premium make CPVC Pipes and Fittings to meet the requirement of ASTM-D 2846 for 32mm dia | 0 |  | 214 | 0 | 0 | Rm | 214 | 0 |  |  | 22-23 | 0
87 | Supply and Fixing of Premium make CPVC Pipes and Fittings to meet the requirement of ASTM-D 2846 for 25mm dia | 0 | Rm | 123 | 0 | 0 | Rm | 123 | 0 | 0 | 0 | 19-20 | 0
111 | S&F of 25mm dia CPVC pipes | 0 |  | 123 | 0 | 0 | Rm | 123 | 0 |  |  | 20-21 | 0
105 | S&F of 25mm dia CPVC pipes | 0 |  | 129 | 0 | 0 | Rm | 129 | 0 |  |  | 21-22 | 0
67 | Supply and Fixing of Premium make CPVC Pipes and Fittings to meet the requirement of ASTM-D 2846 for 25mm dia | 0 |  | 136 | 0 | 0 | Rm | 136 | 0 |  |  | 22-23 | 0
55 | S&F of 20mm dia CPVC pipes | 0 |  | 85 | 0 | 0 | Rm | 85 | 0 | 0 | 0 | 19-20 | 0
116 | S&F of 20mm dia CPVC pipes | 0 |  | 85 | 0 | 0 | Rm | 85 | 0 |  |  | 20-21 | 0
56 | S&F of 20mm dia CPVC pipes | 0 |  | 89 | 0 | 0 | Rm | 89 | 0 |  |  | 21-22 | 0
104 | S&F of 20mm dia CPVC pipes | 0 |  | 94 | 0 | 0 | Rm | 94 | 0 |  |  | 22-23 | 0
88 | Supply and Fixing of Premium make PVC Pipes and Fittings to meet the requirement of ASTM-D 2846 for 25mm dia | 0 | Rm | 24 | 0 | 0 | Rm | 24 | 0 | 0 | 0 | 19-20 | 0
113 | S&F of 25mm dia PVC pies | 0 |  | 24 | 0 | 0 | Rm | 24 | 0 |  |  | 20-21 | 0
113 | S&F of 25mm dia PVC pies | 0 |  | 33 | 0 | 0 | Rm | 33 | 0 |  |  | 21-22 | 0
113 | S&F of 25mm dia PVC pies | 0 |  | 35 | 0 | 0 | Rm | 35 | 0 |  |  | 22-23 | 0
89 | Supply and Fixing of Premium make CPVC Pipes and Fittings to meet the requirement of ASTM-D 2846 for 15mm dia | 0 | Rm | 0 | 0 |  |  |  | 0 | 0 | 0 | 19-20 | 0
90 | Labour charges for laying, joining, welding, fixing and commissioning the C-PVC pipes & PVC pipes | 0 | Rm | 31 | 0 | 0 | Rm | 31 | 0 | 0 | 0 | 19-20 | 0
120 | Labour charges for CPVC PIPes | 0 |  | 31 | 0 | 0 | Rm | 31 | 0 |  |  | 20-21 | 0
59 | Labour charges for CPVC PIPes | 0 |  | 33 | 0 | 0 | Rm | 33 | 0 |  |  | 21-22 | 0
68 | Labour charges for laying, joining, welding, fixing and commissioning the C-PVC pipes & PVC pipes | 0 |  | 33 | 0 | 0 | Rm | 33 | 0 |  |  | 22-23 | 0
91 | Supply & fixing of tested NP bib taps at all levels of 12.70mm dia of Indian make 400g first quality | 0 | No | 349 | 0 | 0 | No | 349 | 0 | 0 | 0 | 19-20 | 0
122 | S&F of Bib Type Taps | 0 |  | 349 | 0 | 0 | No | 349 | 0 |  |  | 20-21 | 0
111 | S&F of Bib Type Taps | 0 |  | 366 | 0 | 0 | No | 366 | 0 |  |  | 21-22 | 0
111 | S&F of Bib Type Taps | 0 |  | 387 | 0 | 0 | No | 387 | 0 |  |  | 22-23 | 0
92 | Supplying & fixing 15 mm bib tap with flange Chromeum plated Jaquar make queen series | 0 | No | 1483 | 0 | 0 | No | 1483 | 0 | 0 | 0 | 19-20 | 0
119 | S&F of Bib Type Taps flange Chromeum plated Jaquar make queen series | 0 |  | 2769 | 0 | 0 | No | 2769 | 0 |  |  | 20-21 | 0
43 | S&F of Bib Type Taps flange Chromeum plated Jaquar make queen series | 0 |  | 1554 | 0 | 0 | No | 1554 | 0 |  |  | 21-22 | 0
43 | S&F of Bib Type Taps flange Chromeum plated Jaquar make queen series | 0 |  | 1644 | 0 | 0 | No | 1644 | 0 |  |  | 22-23 | 0
93 | Prince/ Sudhakar make or equivalent quality PVC /SWR pipes & fittings ( as per ISI standards) 4kg/cm2 110mm dia. double socket | 0 | Rm | 136.6667 | 0 | 0 | Rm | 136.6667 | 0 | 0 | 0 | 19-20 | 0
125 | S&F of 110mm dia PVC Pipes | 0 |  | 136.6667 | 0 | 0 | Rm | 136.6667 | 0 |  |  | 20-21 | 0
63 | S&F of 110mm dia PVC Pipes | 0 |  | 142 | 0 | 0 | Rm | 142 | 0 |  |  | 21-22 | 0
69 | Prince/ Sudhakar make or equivalent quality PVC /SWR pipes & fittings ( as per ISI standards) 4kg/cm2 110mm dia. double socket | 0 |  | 149 | 0 | 0 | Rm | 149 | 0 |  |  | 22-23 | 0
94 | Prince/ Sudhakar make or equivalent quality PVC /SWR pipes & fittings ( as per ISI standards) 4kg/cm2 90mm dia. double socket | 0 | Rm | 129.6667 | 0 | 0 | Rm | 129.6667 | 0 | 0 | 0 | 19-20 | 0
123 | S&F of 90mm dia PVC Pipes | 0 |  | 129.6667 | 0 | 0 | Rm | 129.6667 | 0 |  |  | 20-21 | 0
123 | S&F of 90mm dia PVC Pipes | 0 |  | 135 | 0 | 0 | Rm | 135 | 0 |  |  | 21-22 | 0
123 | S&F of 90mm dia PVC Pipes | 0 |  | 141.6667 | 0 | 0 | Rm | 141.6667 | 0 |  |  | 22-23 | 0
95 | Prince/ Sudhakar make or equivalent quality PVC /SWR pipes & fittings ( as per ISI standards) 4kg/cm2 75mm dia. double socket | 0 | Rm | 81.3333 | 0 | 0 | Rm | 81.3333 | 0 | 0 | 0 | 19-20 | 0
128 | S&F of 75mm dia PVC Pipes | 0 |  | 81.3333 | 0 | 0 | Rm | 81.3333 | 0 |  |  | 20-21 | 0
66 | S&F of 75mm dia PVC Pipes | 0 |  | 84.6667 | 0 | 0 | Rm | 84.6667 | 0 |  |  | 21-22 | 0
70 | Prince/ Sudhakar make or equivalent quality PVC /SWR pipes & fittings ( as per ISI standards) 4kg/cm2 75mm dia. double socket | 0 |  | 89 | 0 | 0 | Rm | 89 | 0 |  |  | 22-23 | 0
96 | Labour charges for laying, fixing and commissioning the PVC pipes | 0 | Rm | 70 | 0 | 0 | Rm | 70 | 0 | 0 | 0 | 19-20 | 0
130 | Labour charges for PVC PIPes | 0 |  | 70 | 0 | 0 | Rm | 70 | 0 |  |  | 20-21 | 0
68 | Labour charges for PVC PIPes | 0 |  | 74 | 0 | 0 | Rm | 74 | 0 |  |  | 21-22 | 0
71 | Labour charges for laying, fixing and commissioning the PVC pipes | 0 |  | 79 | 0 | 0 | Rm | 79 | 0 |  |  | 22-23 | 0
97 | Inspection chamber | 0 | No | 0 | 0 |  |  |  | 0 | 0 | 0 | 19-20 | 0
98 | Supplying and Fixing European Water Closet of 1st quality make white glazed including all labour charges for fixing etc., complete. | 0 | No | 4776 | 0 | 0 | No | 4776 | 0 | 0 | 0 | 19-20 | 0
133 | S&F of European type water closet | 0 |  | 4776 | 0 | 0 | No | 4776 | 0 |  |  | 20-21 | 0
122 | S&F of European type water closet | 0 |  | 5006 | 0 | 0 | No | 5006 | 0 |  |  | 21-22 | 0
72 | Supplying and Fixing European Water Closet of 1st quality make white glazed including all labour charges for fixing etc., complete. | 0 |  | 5297 | 0 | 0 | No | 5297 | 0 |  |  | 22-23 | 0
80 | S&F of Indian type water closet | 0 |  | 934 | 0 | 0 | No | 934 | 0 | 0 | 0 | 19-20 | 0
80 | S&F of Indian type water closet | 0 |  | 934 | 0 | 0 | No | 934 | 0 |  |  | 20-21 | 0
80 | S&F of Indian type water closet | 0 |  | 979 | 0 | 0 | No | 979 | 0 |  |  | 21-22 | 0
80 | S&F of Indian type water closet | 0 |  | 1036 | 0 | 0 | No | 1036 | 0 |  |  | 22-23 | 0
99 | Supplying and fixing Indian make Flat Back Wash Hand Basin (HSW/Parryware/ Neycer) 1st quality conforming | 0 | No | 1827 | 0 | 0 | No | 1827 | 0 | 0 | 0 | 19-20 | 0
135 | S&F of Wash basin | 0 |  | 1827 | 0 | 0 | No | 1827 | 0 |  |  | 20-21 | 0
122 | S&F of Wash basin | 0 |  | 1915 | 0 | 0 | No | 1915 | 0 |  |  | 21-22 | 0
122 | S&F of Wash basin | 0 |  | 2025 | 0 | 0 | No | 2025 | 0 |  |  | 22-23 | 0
124 | S&F of Urinals | 0 |  | 2385 | 0 | 0 | No | 2385 | 0 | 0 | 0 | 19-20 | 0
131 | S&F of Urinals | 0 |  | 2385 | 0 | 0 | No | 2385 | 0 |  |  | 20-21 | 0
124 | S&F of Urinals | 0 |  | 2499 | 0 | 0 | No | 2499 | 0 |  |  | 21-22 | 0
124 | S&F of Urinals | 0 |  | 2644 | 0 | 0 | No | 2644 | 0 |  |  | 22-23 | 0
100 | Supplying & fixing 4" (101.6 mm ) Nahany trap with Jali- PVC/SWR Pipe fittings | 0 | No | 122 | 0 | 0 | No | 122 | 0 | 0 | 0 | 19-20 | 0
137 | Nahany trap with Jali- PVC/SWR Pipe fittings | 0 |  | 86 | 0 | 0 | No | 86 | 0 |  |  | 20-21 | 0
126 | Nahany trap with Jali- PVC/SWR Pipe fittings | 0 |  | 89 | 0 | 0 | No | 89 | 0 |  |  | 21-22 | 0
73 | Supplying & fixing 4" (101.6 mm ) Nahany trap with Jali- PVC/SWR Pipe fittings | 0 |  | 93 | 0 | 0 | No | 93 | 0 |  |  | 22-23 | 0
101 | Supplying and fixing 4" (101.6 mm ) Floor Trap | 0 | No | 0 | 0 |  |  |  | 0 | 0 | 0 | 19-20 | 0
102 | Providing & placing on Terrace polyethylene water storage tank with Double layer approved brand | 0 | lt | 6 | 0 | 0 | lt | 6 | 0 | 0 | 0 | 19-20 | 0
140 | S&F of Synthatic Water storage tank | 0 |  | 6 | 0 | 0 | lt | 6 | 0 |  |  | 20-21 | 0
126 | S&F of Synthatic Water storage tank | 0 |  | 6 | 0 | 0 | lt | 6 | 0 |  |  | 21-22 | 0
74 | Providing & placing on Terrace polyethylene water storage tank with Double layer approved brand | 0 |  | 9.5 | 0 | 0 | lt | 9.5 | 0 |  |  | 22-23 | 0
103 | Gunmetal gate value | 0 | No | 0 | 0 |  |  |  | 0 | 0 | 0 | 19-20 | 0
104 | PVC water spouts | 0 | Rm | 0 | 0 |  |  |  | 0 | 0 | 0 | 19-20 | 0
75 | Drilling of 165mm dia Bore well by down the hole hammer at a fiished dia of 165mm dia | 0 | Rm | 446.4 | 0 | 0 | Rm | 446.4 | 0 | 0 | 0 | 19-20 | 0
144 | Drilling with165mm dia borewell | 0 |  | 446.4 | 0 | 0 | Rm | 446.4 | 0 |  |  | 20-21 | 0
140 | Drilling with165mm dia borewell | 0 |  | 470 | 0 | 0 | Rm | 470 | 0 |  |  | 21-22 | 0
140 | Drilling with165mm dia borewell | 0 |  | 446.4 | 0 | 0 | Rm | 446.4 | 0 |  |  | 22-23 | 0
76 | Drilling of 165mm dia Bore well by down the hole hammer at a fiished dia of 165mm dia | 0 | Rm | 477.6 | 0 | 0 | Rm | 477.6 | 0 | 0 | 0 | 19-20 | 0
64 | Drilling with165mm dia borewell | 0 |  | 477.6 | 0 | 0 | Rm | 477.6 | 0 |  |  | 20-21 | 0
64 | Drilling with165mm dia borewell | 0 |  | 502 | 0 | 0 | Rm | 502 | 0 |  |  | 21-22 | 0
64 | Drilling with165mm dia borewell | 0 |  | 477.6 | 0 | 0 | Rm | 477.6 | 0 |  |  | 22-23 | 0
65 | Drilling with165mm dia borewell | 0 |  | 600 | 0 | 0 | Rm | 600 | 0 | 0 | 0 | 19-20 | 0
65 | Drilling with165mm dia borewell | 0 |  | 535.7 | 0 | 0 | Rm | 535.7 | 0 |  |  | 20-21 | 0
65 | Drilling with165mm dia borewell | 0 |  | 563 | 0 | 0 | Rm | 563 | 0 |  |  | 21-22 | 0
65 | Drilling with165mm dia borewell | 0 |  | 535.7 | 0 | 0 | Rm | 535.7 | 0 |  |  | 22-23 | 0
77 | Providing PVC Casing pipe 180mm dia of 6 Kgs/cm2 including cost and conveyance of Pipe | 0 | Rm | 325 | 0 | 0 | Rm | 325 | 0 | 0 | 0 | 19-20 | 0
146 | S&F of 180mm dia casing pipe | 0 |  | 325 | 0 | 0 | Rm | 325 | 0 |  |  | 20-21 | 0
142 | S&F of 180mm dia casing pipe | 0 |  | 342 | 0 | 0 | Rm | 342 | 0 |  |  | 21-22 | 0
142 | S&F of 180mm dia casing pipe | 0 |  | 325 | 0 | 0 | Rm | 325 | 0 |  |  | 22-23 | 0
78 | Supply and Transportation of 2HP single phase ISI submersible mortor Pumpset subitable for 4" bore well Makes:Kirloskar/ Crompton/ CRI/ KSB/ Texmo/Aryan Varsha | 0 | No | 18409 | 0 | 0 | No | 18409 | 0 | 0 | 0 | 19-20 | 0
148 | S&F of 2 HP Submersible mortor | 0 |  | 18526 | 0 | 0 | No | 18526 | 0 |  |  | 20-21 | 0
144 | S&F of 2 HP Submersible mortor | 0 |  | 18370 | 0 | 0 | No | 18370 | 0 |  |  | 21-22 | 0
144 | S&F of 2 HP Submersible mortor | 0 |  | 18370 | 0 | 0 | No | 18370 | 0 |  |  | 22-23 | 0
79 | S& F 40 mm HDPE pipe pipe properties & weight as per IS 1239 ISI mark with GI fittings including the cost of pipe & its fittings & labour charges. | 0 | Rm | 64 | 0 | 0 | Rm | 64 | 0 | 0 | 0 | 19-20 | 0
150 | S& F 40 mm HDPE pip | 0 |  | 59 | 0 | 0 | Rm | 59 | 0 |  |  | 20-21 | 0
146 | S& F 40 mm HDPE pip | 0 |  | 73 | 0 | 0 | Rm | 73 | 0 |  |  | 21-22 | 0
146 | S& F 40 mm HDPE pip | 0 |  | 85 | 0 | 0 | Rm | 85 | 0 |  |  | 22-23 | 0
80 | S&F of 180mm dia bore cap | 0 | No | 109 | 0 | 0 | No | 109 | 0 | 0 | 0 | 19-20 | 1
152 | S&F of 180mm dia bore cap | 0 |  | 300 | 0 | 0 | No | 300 | 0 |  |  | 20-21 | 0
148 | S&F of 180mm dia bore cap | 0 |  | 315 | 0 | 0 | No | 315 | 0 |  |  | 21-22 | 0
148 | S&F of 180mm dia bore cap | 0 |  | 300 | 0 | 0 | No | 300 | 0 |  |  | 22-23 | 0
81 | S&F of 25mm dia GI pipe | 0 | No | 198 | 0 | 0 | No | 198 | 0 | 0 | 0 | 19-20 | 1
154 | S&F of 25mm dia GI pipe | 0 |  | 400 | 0 | 0 | No | 400 | 0 |  |  | 20-21 | 0
150 | S&F of 25mm dia GI pipe | 0 |  | 420 | 0 | 0 | No | 420 | 0 |  |  | 21-22 | 0
150 | S&F of 25mm dia GI pipe | 0 |  | 400 | 0 | 0 | No | 400 | 0 |  |  | 22-23 | 0
82 | S&F of 25mm dia GI Bends | 0 | No | 22 | 0 | 0 | No | 22 | 0 | 0 | 0 | 19-20 | 1
156 | S&F of 25mm dia GI Bends | 0 |  | 70 | 0 | 0 | No | 70 | 0 |  |  | 20-21 | 0
154 | S&F of 25mm dia GI Bends | 0 |  | 73 | 0 | 0 | No | 73 | 0 |  |  | 21-22 | 0
154 | S&F of 25mm dia GI Bends | 0 |  | 77 | 0 | 0 | No | 77 | 0 |  |  | 22-23 | 0
83 | S&F of 25mm dia Clamp set | 0 | No | 145.2 | 0 | 0 | No | 145.2 | 0 | 0 | 0 | 19-20 | 1
158 | S&F of 25mm dia Clamp set | 0 |  | 175 | 0 | 0 | No | 175 | 0 |  |  | 20-21 | 0
156 | S&F of 25mm dia Clamp set | 0 |  | 177 | 0 | 0 | No | 177 | 0 |  |  | 21-22 | 0
156 | S&F of 25mm dia Clamp set | 0 |  | 194 | 0 | 0 | No | 194 | 0 |  |  | 22-23 | 0
84 | Supply of 3 core 1.50 sqm flat copper cable as per for submersible motors of makes polycab for service mains including cost of material and labour charges and taxes etc., complete. | 0 | Rm | 80 | 0 | 0 | Rm | 80 | 0 | 0 | 0 | 19-20 | 0
160 | Supply of 3 core 1.50 sqm flat copper cable | 0 |  | 80 | 0 | 0 | Rm | 80 | 0 |  |  | 20-21 | 0
154 | Supply of 3 core 1.50 sqm flat copper cable | 0 |  | 92 | 0 | 0 | Rm | 92 | 0 |  |  | 21-22 | 0
154 | Supply of 3 core 1.50 sqm flat copper cable | 0 |  | 105 | 0 | 0 | Rm | 105 | 0 |  |  | 22-23 | 0
85 | Supply and Transportation of control panel for single phasesubmersible motors up to 3 HP | 0 | No | 4500 | 0 | 0 | No | 4500 | 0 | 0 | 0 | 19-20 | 1
162 | Supply and Transportation of control panel | 0 |  | 4500 | 0 | 0 | No | 4500 | 0 |  |  | 20-21 | 0
156 | Supply and Transportation of control panel | 0 |  | 4950 | 0 | 0 | No | 4950 | 0 |  |  | 21-22 | 0
156 | Supply and Transportation of control panel | 0 |  | 5445 | 0 | 0 | No | 5445 | 0 |  |  | 22-23 | 0
116 | Supply & fixing of tested NP bib taps at all levels of 12.70mm dia of Indian make 400g first quality | 0 | No | 0 | 0 |  |  |  | 0 | 0 | 0 | 19-20 | 0
| Providing Electrification items | 0 |  | 0 |  |  |  |  | 0 |  |  | 19-20
28 | Supply and Fixing of ISI 25mm outer dia medium (1.80mm thickness) grade with IS:9537 part 3 regid PVC pipe with PVC | 70 | Rm | 71.04 | 4973 | 70 | Rm | 71.04 | 4972.8 | 0 | 0.2 | 19-20 | 0.2
41 | Supply and Fixing of ISI 25mm outer dia medium (1.80mm thickness) grade with IS:9537 part 3 regid PVC pipe with PVC | 0 | Rm | 64.86 | 0 | 0 | Rm | 64.86 | 0 |  |  | 20-21 | 0
142 | S&F of 25mm dia 2.2 mm thick PVC Conduit pipe | 0 |  | 69.88 | 0 | 0 | Rm | 69.88 | 0 |  |  | 21-22 | 0
142 | S&F of 25mm dia 2.2 mm thick PVC Conduit pipe | 0 |  | 80.18 | 0 | 0 | Rm | 80.18 | 0 |  |  | 22-23 | 0
118 | Supply and Fixing of ISI 25mm outer dia medium (1.80mm thickness) grade with IS:9537 part 3 regid PVC pipe with PVC | 0 | Rm | 79.19 | 0 | 0 | Rm | 79.19 | 0 | 0 | 0 | 19-20 | 0
167 | S&F of 25mm dia 2.2 mm thick PVC Conduit pipe | 0 |  | 73.41 | 0 | 0 | Rm | 73.41 | 0 |  |  | 20-21 | 0
42 | S&F of 25mm dia 2.2 mm thick PVC Conduit pipe | 0 | Rm | 79.43 | 0 | 0 | Rm | 79.43 | 0 |  |  | 21-22 | 0
26 | Supply and Fixing of ISI 25mm outer dia medium (1.80mm thickness) grade with IS:9537 part 3 regid PVC pipe with PVC | 0 | Rm | 89.61 | 0 | 0 | Rm | 89.61 | 0 |  |  | 22-23 | 0
119 | Labour for Grooves 2-3mm thick for PVC pipes | 0 | No | 55 | 0 | 0 | Rm | 55 | 0 | 0 | 0 | 19-20 | 0
58 | Labour for Grooves 2-3mm thick for PVC pipes | 0 | No | 55 | 0 | 0 | Rm | 55 | 0 |  |  | 20-21 | 0
58 | Labour for Grooves 2-3mm thick for PVC pipes | 0 | Poi | 58 | 0 | 0 | Rm | 58 | 0 |  |  | 21-22 | 0
58 | Labour for Grooves 2-3mm thick for PVC pipes | 0 | Poi | 64 | 0 | 0 | Rm | 64 | 0 |  |  | 22-23 | 0
145 | 200/18 SWG Module box w for 12 Module box | 0 | Rm | 205 | 0 | 0 | No | 205 | 0 | 0 | 0 | 19-20 | 0
169 | 200/18 SWG Module box w for 12 Module box | 0 | No | 205 | 0 | 0 | No | 205 | 0 |  |  | 20-21 | 0
43 | 200/18 SWG Module box w for 12 Module box | 0 | No | 226 | 0 | 0 | No | 226 | 0 |  |  | 21-22 | 0
33 | 200/18 SWG Module box w for 12 Module box | 0 | No | 245 | 0 | 0 | No | 245 | 0 |  |  | 22-23 | 0
146 | 200/18 SWG Module box w for 8 Module box | 0 | No | 170 | 0 | 0 | No | 170 | 0 | 0 | 0 | 19-20 | 0
170 | 200/18 SWG Module box w for 8 Module box | 0 | No | 170 | 0 | 0 | No | 170 | 0 |  |  | 20-21 | 0
146 | 200/18 SWG Module box w for 8 Module box | 0 | No | 187 | 0 | 0 | No | 187 | 0 |  |  | 21-22 | 0
34 | 200/18 SWG Module box w for 8 Module box | 0 | No | 203 | 0 | 0 | No | 203 | 0 |  |  | 22-23 | 0
147 | 200/18 SWG Module box w for 6 Module box | 0 | No | 130 | 0 | 0 | No | 130 | 0 | 0 | 0 | 19-20 | 0
171 | 200/18 SWG Module box w for 6 Module box | 0 | No | 130 | 0 | 0 | No | 130 | 0 |  |  | 20-21 | 0
147 | 200/18 SWG Module box w for 6 Module box | 0 |  | 143 | 0 | 0 | No | 143 | 0 |  |  | 21-22 | 0
147 | 200/18 SWG Module box w for 6 Module box | 0 |  | 155 | 0 | 0 | No | 155 | 0 |  |  | 22-23 | 0
148 | 200/18 SWG Module box w for 4 Module box | 0 |  | 95 | 0 | 0 | No | 95 | 0 | 0 | 0 | 19-20 | 0
157 | 200/18 SWG Module box w for 4 Module box | 0 |  | 95 | 0 | 0 | No | 95 | 0 |  |  | 20-21 | 0
44 | 200/18 SWG Module box w for 4 Module box | 0 | No | 105 | 0 | 0 | No | 105 | 0 |  |  | 21-22 | 0
148 | 200/18 SWG Module box w for 4 Module box | 0 |  | 114 | 0 | 0 | No | 114 | 0 |  |  | 22-23 | 0
167 | 200/18 SWG Module box w for 18 Module box | 0 |  | 335 | 0 | 0 | No | 335 | 0 | 0 | 0 | 19-20 | 0
167 | 200/18 SWG Module box w for 18 Module box | 0 |  | 335 | 0 | 0 | No | 335 | 0 |  |  | 20-21 | 0
167 | 200/18 SWG Module box w for 18 Module box | 0 |  | 369 | 0 | 0 | No | 369 | 0 |  |  | 21-22 | 0
167 | 200/18 SWG Module box w for 18 Module box | 0 |  | 400 | 0 | 0 | No | 400 | 0 |  |  | 22-23 | 0
168 | 200/18 SWG Module box w for 16 Module box | 0 |  | 300 | 0 | 0 | No | 300 | 0 | 0 | 0 | 19-20 | 0
168 | 200/18 SWG Module box w for 16 Module box | 0 |  | 300 | 0 | 0 | No | 300 | 0 |  |  | 20-21 | 0
168 | 200/18 SWG Module box w for 16 Module box | 0 |  | 331 | 0 | 0 | No | 331 | 0 |  |  | 21-22 | 0
168 | 200/18 SWG Module box w for 16 Module box | 0 |  | 359 | 0 | 0 | No | 359 | 0 |  |  | 22-23 | 0
147 | 200/18 SWG Module box w for 2 Module box | 0 |  | 57 | 0 | 0 | No | 57 | 0 | 0 | 0 | 19-20 | 0
172 | 200/18 SWG Module box w for 2 Module box | 0 |  | 57 | 0 | 0 | No | 57 | 0 |  |  | 20-21 | 0
147 | 200/18 SWG Module box w for 2 Module box | 0 |  | 63 | 0 | 0 | No | 63 | 0 |  |  | 21-22 | 0
147 | 200/18 SWG Module box w for 2 Module box | 0 |  | 68 | 0 | 0 | No | 68 | 0 |  |  | 22-23 | 0
120 | Wiring with run of 2 of 14/0.3mm (1.0 Sq.mm) FRLS / HFFR PVC insulated flexible ISI mark copper cable for light and tube point | 0 | Poi | 383.5 | 0 | 0 | Poi | 383.5 | 0 | 0 | 0 | 19-20 | 0
174 | Wiring with run of 2 of 14/0.3mm (1.0 Sq.mm) | 0 |  | 395.5 | 0 | 0 | Poi | 395.5 | 0 |  |  | 20-21 | 0
150 | Wiring with run of 2 of 14/0.3mm (1.0 Sq.mm) | 0 |  | 436.33 | 0 | 0 | Poi | 436.33 | 0 |  |  | 21-22 | 0
35 | Wiring with run of 2 of 14/0.3mm (1.0 Sq.mm) FRLS / HFFR PVC insulated flexible ISI mark copper cable for light and tube point | 0 | Poi | 481.67 | 0 | 0 | Poi | 481.67 | 0 |  |  | 22-23 | 0
121 | Wiring with run of 2 of 14/0.3mm (1.0 Sq.mm) FRLS / HFFR PVC insulated flexible ISI mark copper cable for fan point | 0 | Poi | 402.5 | 0 | 0 | Poi | 402.5 | 0 | 0 | 0 | 19-20 | 0
63 | Wiring with run of 2 of 14/0.3mm (1.0 Sq.mm) | 0 |  | 414.5 | 0 | 0 | Poi | 414.5 | 0 |  |  | 20-21 | 0
63 | Wiring with run of 2 of 14/0.3mm (1.0 Sq.mm) | 0 |  | 457.33 | 0 | 0 | Poi | 457.33 | 0 |  |  | 21-22 | 0
34 | Wiring with run of 2 of 14/0.3mm (1.0 Sq.mm) FRLS / HFFR PVC insulated flexible ISI mark copper cable for fan point | 0 | Poi | 503.67 | 0 | 0 | Poi | 503.67 | 0 |  |  | 22-23 | 0
152 | Supply and Run of 1 of 14/0.3mm (1.00 Sq.mm) | 0 |  | 18.59 | 0 | 0 | Rm | 18.59 | 0 | 0 | 0 | 19-20 | 0
176 | Supply and Run of 1 of 14/0.3mm (1.00 Sq.mm) | 0 |  | 19.09 | 0 | 0 | Rm | 19.09 | 0 |  |  | 20-21 | 0
152 | Supply and Run of 1 of 14/0.3mm (1.00 Sq.mm) | 0 |  | 21.19 | 0 | 0 | Rm | 21.19 | 0 |  |  | 21-22 | 0
35 | Supply and Run of 2 of 14/0.3mm (1.00 Sq.mm) with in existing pipe for run of mains inlcuding all labour charges etc., complete. | 0 |  | 23.55 | 0 | 0 | Rm | 23.55 | 0 |  |  | 22-23 | 0
122 | Supply and Run of 2 of 22/0.3mm (1.50 Sq.mm) with Run 1 of 22/0.3mm(1.5Sqmm) FRLS / HFFR PVC insulated flexible ISI mark copper cable in existing pipe for run of mains inlcuding all labour charges etc., complete. | 0 | Rm | 60.7 | 0 | 0 | Rm | 60.7 | 0 | 0 | 0 | 19-20 | 0
155 | Supply and Run of 2 of 22/0.3mm (1.50 Sq.mm) | 0 |  | 60.7 | 0 | 0 | Rm | 60.7 | 0 |  |  | 20-21 | 0
155 | Supply and Run of 2 of 22/0.3mm (1.50 Sq.mm) | 0 |  | 69.83 | 0 | 0 | Rm | 69.83 | 0 |  |  | 21-22 | 0
36 | Supply and Run of 2 of 22/0.3mm (1.50 Sq.mm) FRLS / HFFR PVC insulated flexible ISI mark copper cable for light and tube point | 0 |  | 79.48 | 0 | 0 | Rm | 79.48 | 0 |  |  | 22-23 | 0
123 | Supply and Run of 2 of 36/0.3mm (2.50 Sq.mm) with Run 1 of 22/0.3mm(1.5Sqmm) FRLS / HFFR PVC insulated flexible ISI mark copper cable in existing pipe for run of mains inlcuding all labour charges etc., complete. | 0 | Rm | 64.8731 | 0 | 0 | Rm | 64.8731 | 0 | 0 | 0 | 19-20 | 0
179 | Supply and Run of 2 of 36/0.3mm (2.50 Sq.mm) | 0 |  | 65.8685 | 0 | 0 | Rm | 65.8685 | 0 |  |  | 20-21 | 0
155 | Supply and Run of 2 of 36/0.3mm (2.50 Sq.mm) | 0 |  | 74.224 | 0 | 0 | Rm | 74.224 | 0 |  |  | 21-22 | 0
92 | Supply and Run of 2 of 36/0.3mm (2.50 Sq.mm) with Run 1 of 22/0.3mm(1.5Sqmm) FRLS / HFFR PVC insulated flexible ISI mark copper cable in existing pipe for run of mains inlcuding all labour charges etc., complete. | 0 | Rm | 83.3335 | 0 | 0 | Rm | 83.3335 | 0 |  |  | 22-23 | 0
124 | Supply and Run of 2 of 56/0.3mm (4.00 Sq.mm) with Run 1 of 22/0.3mm(1.5Sqmm) FRLS / HFFR PVC insulated flexible ISI mark copper cable in existing pipe for run of mains inlcuding all labour charges etc., complete | 0 | Rm | 98.56 | 0 | 0 | Rm | 98.56 | 0 | 0 | 0 | 19-20 | 0
181 | Supply and Run of 2 of 56/0.3mm (4.00 Sq.mm) | 0 |  | 100.05 | 0 | 0 | Rm | 100.05 | 0 |  |  | 20-21 | 0
155 | Supply and Run of 2 of 56/0.3mm (4.00 Sq.mm) | 0 |  | 112.78 | 0 | 0 | Rm | 112.78 | 0 |  |  | 21-22 | 0
155 | Supply and Run of 2 of 56/0.3mm (4.00 Sq.mm) | 0 |  | 126.65 | 0 | 0 | Rm | 126.65 | 0 |  |  | 22-23 | 0
125 | Supply and Run of 2 of 6 Sq.mm WPSC Aluminium cable along with No.10 SWG G.I bearer wire through PVC cleats with all accessories including labour charges etc., complete for service mains. | 0 | Rm | 50.795 | 0 | 0 | Rm | 50.795 | 0 | 0 | 0 | 19-20 | 0
183 | Supply and Run of 4 of 84/0.3mm (6.0 Sq.mm) | 0 |  | 54.465 | 0 | 0 | Rm | 54.465 | 0 |  |  | 20-21 | 0
158 | Supply and Run of 4 of 84/0.3mm (6.0 Sq.mm) | 0 |  | 56.314 | 0 | 0 | Rm | 56.314 | 0 |  |  | 21-22 | 0
36 | Supply and Run of 4 of 84/0.3mm (6.0 Sq.mm) | 0 |  | 64.563 | 0 | 0 | Rm | 64.563 | 0 |  |  | 22-23 | 0
159 | Supply of Cover frames for 12 module box | 0 |  | 190 | 0 | 0 | No | 190 | 0 | 0 | 0 | 19-20 | 0
184 | Supply of Cover frames for 12 module box | 0 |  | 190 | 0 | 0 | No | 190 | 0 |  |  | 20-21 | 0
159 | Supply of Cover frames for 12 module box | 0 |  | 209 | 0 | 0 | No | 209 | 0 |  |  | 21-22 | 0
37 | Supply of Cover frames for 12 module box | 0 | No | 209 | 0 | 0 | No | 209 | 0 |  |  | 22-23 | 0
160 | Supply of Cover frames for 8 module box | 0 |  | 155 | 0 | 0 | No | 155 | 0 | 0 | 0 | 19-20 | 0
185 | Supply of Cover frames for 8 module box | 0 |  | 155 | 0 | 0 | No | 155 | 0 |  |  | 20-21 | 0
160 | Supply of Cover frames for 8 module box | 0 |  | 171 | 0 | 0 | No | 171 | 0 |  |  | 21-22 | 0
38 | Supply of Cover frames for 8 module box | 0 | No | 171 | 0 | 0 | No | 171 | 0 |  |  | 22-23 | 0
161 | Supply of Cover frames for 6 module box | 0 |  | 120 | 0 | 0 | No | 120 | 0 | 0 | 0 | 19-20 | 0
186 | Supply of Cover frames for 6 module box | 0 |  | 120 | 0 | 0 | No | 120 | 0 |  |  | 20-21 | 0
161 | Supply of Cover frames for 6 module box | 0 |  | 132 | 0 | 0 | No | 132 | 0 |  |  | 21-22 | 0
161 | Supply of Cover frames for 6 module box | 0 |  | 132 | 0 | 0 | No | 132 | 0 |  |  | 22-23 | 0
162 | Supply of Cover frames for 4 module box | 0 |  | 80 | 0 | 0 | No | 80 | 0 | 0 | 0 | 19-20 | 0
171 | Supply of Cover frames for 4 module box | 0 |  | 80 | 0 | 0 | No | 80 | 0 |  |  | 20-21 | 0
162 | Supply of Cover frames for 4 module box | 0 |  | 88 | 0 | 0 | No | 88 | 0 |  |  | 21-22 | 0
162 | Supply of Cover frames for 4 module box | 0 |  | 88 | 0 | 0 | No | 88 | 0 |  |  | 22-23 | 0
65 | Supply of Cover frames for 18 module box | 0 |  | 310 | 0 | 0 | No | 310 | 0 | 0 | 0 | 19-20 | 0
65 | Supply of Cover frames for 18 module box | 0 |  | 310 | 0 | 0 | No | 310 | 0 |  |  | 20-21 | 0
65 | Supply of Cover frames for 18 module box | 0 |  | 341 | 0 | 0 | No | 341 | 0 |  |  | 21-22 | 0
65 | Supply of Cover frames for 18 module box | 0 |  | 341 | 0 | 0 | No | 341 | 0 |  |  | 22-23 | 0
162 | Supply of Cover frames for 2 module box | 0 |  | 60 | 0 | 0 | No | 60 | 0 | 0 | 0 | 19-20 | 0
187 | Supply of Cover frames for 2 module box | 0 |  | 60 | 0 | 0 | No | 60 | 0 |  |  | 20-21 | 0
162 | Supply of Cover frames for 2 module box | 0 |  | 66 | 0 | 0 | No | 66 | 0 |  |  | 21-22 | 0
162 | Supply of Cover frames for 2 module box | 0 |  | 66 | 0 | 0 | No | 66 | 0 |  |  | 22-23 | 0
126 | Supply and fixing of 6A 3/2 pin wall plug socket with 6A switch control on a common switch board | 0 | No | 105.531 | 0 | 0 | No | 105.531 | 0 | 0 | 0 | 19-20 | 0
189 | Supply and fixing of 6A 3/2 pin wall plug socket | 0 |  | 109.685 | 0 | 0 | No | 109.685 | 0 |  |  | 20-21 | 0
164 | Supply and fixing of 6A 3/2 pin wall plug socket | 0 |  | 118.04 | 0 | 0 | No | 118.04 | 0 |  |  | 21-22 | 0
39 | Supply and fixing of 6A 3/2 pin wall plug socket with 6A switch control on a common switch board | 0 | No | 125.735 | 0 | 0 | No | 125.735 | 0 |  |  | 22-23 | 0
165 | Supply and fixing of 16A 3/2 pin wall plug socket | 0 |  | 344.3 | 0 | 0 | No | 344.3 | 0 | 0 | 0 | 19-20 | 0
190 | Supply and fixing of 16A 3/2 pin wall plug socket | 0 |  | 375.5 | 0 | 0 | No | 375.5 | 0 |  |  | 20-21 | 0
165 | Supply and fixing of 16A 3/2 pin wall plug socket | 0 |  | 410 | 0 | 0 | No | 410 | 0 |  |  | 21-22 | 0
165 | Supply and fixing of 16A 3/2 pin wall plug socket | 0 |  | 422.5 | 0 | 0 | No | 422.5 | 0 |  |  | 22-23 | 0
89 | Supply and fixing of 6A 2 pin wall plug socket | 0 |  | 99.531 | 0 | 0 | No | 99.531 | 0 | 0 | 0 | 19-20 | 0
89 | Supply and fixing of 6A 2 pin wall plug socket | 0 |  | 103.685 | 0 | 0 | No | 103.685 | 0 |  |  | 20-21 | 0
89 | Supply and fixing of 6A 2 pin wall plug socket | 0 |  | 112.04 | 0 | 0 | No | 112.04 | 0 |  |  | 21-22 | 0
89 | Supply and fixing of 6A 2 pin wall plug socket | 0 |  | 119.735 | 0 | 0 | No | 119.735 | 0 |  |  | 22-23 | 0
166 | Supply and fixing of 6A flush type Neon Indicator. | 0 |  | 18 | 0 | 0 | No | 18 | 0 | 0 | 0 | 19-20 | 0
191 | Supply and fixing of 6A flush type Neon Indicator. | 0 |  | 18 | 0 | 0 | No | 18 | 0 |  |  | 20-21 | 0
166 | Supply and fixing of 6A flush type Neon Indicator. | 0 |  | 20 | 0 | 0 | No | 20 | 0 |  |  | 21-22 | 0
166 | Supply and fixing of 6A flush type Neon Indicator. | 0 |  | 21 | 0 | 0 | No | 21 | 0 |  |  | 22-23 | 0
127 | Supply and fixing of 6A 3/2 pin wall plug socket with 6A switch control on a common switch board | 0 | No | 177.65 | 0 | 0 | No | 177.65 | 0 | 0 | 0 | 19-20 | 0
193 | S&F of ISI mark batten holder / angle holder | 0 |  | 120.75 | 0 | 0 | No | 120.75 | 0 |  |  | 20-21 | 0
167 | S&F of ISI mark batten holder / angle holder | 0 |  | 122 | 0 | 0 | No | 122 | 0 |  |  | 21-22 | 0
40 | Supply and fixing of ISI mark batten holder / angle holder on existing block, but with bulb including all connections etc., complete | 0 | No | 127.25 | 0 | 0 | No | 127.25 | 0 |  |  | 22-23 | 0
128 | Supply, Transportation and Fixing of 48" (1200mm) Sweep 5 Star rated Ceiling Fan all labour charges etc., complete. | 0 | No | 2636.625 | 0 | 0 | No | 2636.625 | 0 | 0 | 0 | 19-20 | 0
181 | S&F of ceiling fan | 0 |  | 2644.375 | 0 | 0 | No | 2644.375 | 0 |  |  | 20-21 | 0
181 | S&F of ceiling fan | 0 |  | 3020.38 | 0 | 0 | No | 3020.38 | 0 |  |  | 21-22 | 0
97 | Supply, Transportation and Fixing of 48" (1200mm) Sweep 5 Star rated Ceiling Fan all labour charges etc., complete. | 0 | No | 3312.185 | 0 | 0 | No | 3312.185 | 0 |  |  | 22-23 | 0
89 | S&F of ceiling fan | 0 |  | 2323 | 0 | 0 | No | 2323 | 0 | 0 | 0 | 19-20 | 0
195 | S&F of ceiling fan | 0 |  | 2323 | 0 | 0 | No | 2323 | 0 |  |  | 20-21 | 0
169 | S&F of ceiling fan | 0 |  | 2671.45 | 0 | 0 | No | 2671.45 | 0 |  |  | 21-22 | 0
169 | S&F of ceiling fan | 0 |  | 2941.12 | 0 | 0 | No | 2941.12 | 0 |  |  | 22-23 | 0
129 | Supply and fixing of Modular type Electronic fan regulator hum free step type socket size in the existing switch board. | 0 | No | 237.5 | 0 | 0 | No | 237.5 | 0 | 0 | 0 | 19-20 | 0
197 | Fan regulator | 0 |  | 241 | 0 | 0 | No | 241 | 0 |  |  | 20-21 | 0
171 | Fan regulator | 0 |  | 263 | 0 | 0 | No | 263 | 0 |  |  | 21-22 | 0
171 | Fan regulator | 0 |  | 278 | 0 | 0 | No | 278 | 0 |  |  | 22-23 | 0
130 | Labour charges for fixing of ceiling fan with regulator including transportation, 3 core wire leads etc complete | 0 | No | 133.625 | 0 | 0 | No | 133.625 | 0 | 0 | 0 | 19-20 | 0
199 | Labour charges for fixing fan | 0 |  | 141.375 | 0 | 0 | No | 141.375 | 0 |  |  | 20-21 | 0
173 | Labour charges for fixing fan | 0 |  | 158.43 | 0 | 0 | No | 158.43 | 0 |  |  | 21-22 | 0
173 | Labour charges for fixing fan | 0 |  | 163.065 | 0 | 0 | No | 163.065 | 0 |  |  | 22-23 | 0
131 | Supply and erecting 19/20mm steel tube down rod of one meter length with bolts & nuts duly painted with matching colour of fan complete | 0 | No | 126.8 | 0 | 0 | No | 126.8 | 0 | 0 | 0 | 19-20 | 0
78 | steel tube down rod for ceiling fan | 0 |  | 129.5 | 0 | 0 | No | 129.5 | 0 |  |  | 20-21 | 0
78 | steel tube down rod for ceiling fan | 0 |  | 147 | 0 | 0 | No | 147 | 0 |  |  | 21-22 | 0
78 | steel tube down rod for ceiling fan | 0 |  | 161.5 | 0 | 0 | No | 161.5 | 0 |  |  | 22-23 | 0
175 | Fan hook | 0 |  | 252.388 | 0 | 0 | No | 252.388 | 0 | 0 | 0 | 19-20 | 0
201 | Fan hook | 0 |  | 195.17 | 0 | 0 | No | 195.17 | 0 |  |  | 20-21 | 0
175 | Fan hook | 0 |  | 208.13 | 0 | 0 | No | 208.13 | 0 |  |  | 21-22 | 0
175 | Fan hook | 0 |  | 230.73 | 0 | 0 | No | 230.73 | 0 |  |  | 22-23 | 0
132 | Supply and Transportation and fixing of 1200 mm length,Box type powder coatedtube light luminaire with necessary wiring suitable for fixing 2 Nos retrofit T8 LED tubes but without tube and choke | 0 | No | 404.1 | 0 | 0 | No | 404.1 | 0 | 0 | 0 | 19-20 | 0
203 | S&F of Tube light | 0 |  | 410.5 | 0 | 0 | No | 410.5 | 0 |  |  | 20-21 | 0
177 | S&F of Tube light | 0 |  | 395.93 | 0 | 0 | No | 395.93 | 0 |  |  | 21-22 | 0
41 | Supply and Transportation and fixing of 1200 mm length,Box type powder coatedtube light luminaire with necessary wiring suitable for fixing 2 Nos retrofit T8 LED tubes but without tube and choke | 0 | No | 406.44 | 0 | 0 | No | 406.44 | 0 |  |  | 22-23 | 0
199 | S&F of street 20 W light | 0 |  | 1980 | 0 | 0 | No | 1980 | 0 | 0 | 0 | 19-20 | 0
199 | S&F of street 20 W light | 0 |  | 1980 | 0 | 0 | No | 1980 | 0 |  |  | 20-21 | 0
199 | S&F of street 20 W light | 0 |  | 1822 | 0 | 0 | No | 1822 | 0 |  |  | 21-22 | 0
199 | S&F of street 20 W light | 0 |  | 1822 | 0 | 0 | No | 1822 | 0 |  |  | 22-23 | 0
199 | S&F of street 60 W light | 0 |  | 5900 | 0 | 0 | No | 5900 | 0 | 0 | 0 | 19-20 | 0
199 | S&F of street 60 W light | 0 |  | 5900 | 0 | 0 | No | 5900 | 0 |  |  | 20-21 | 0
199 | S&F of street 60 W light | 0 |  | 5428 | 0 | 0 | No | 5428 | 0 |  |  | 21-22 | 0
199 | S&F of street 60 W light | 0 |  | 5428 | 0 | 0 | No | 5428 | 0 |  |  | 22-23 | 0
94 | Supply and fixing SPN Distribution board | 0 |  | 2936 | 0 | 0 | No | 2936 | 0 | 0 | 0 | 19-20 | 0
204 | Supply and fixing SPN Distribution board | 0 |  | 2995 | 0 | 0 | No | 2995 | 0 |  |  | 20-21 | 0
178 | Supply and fixing SPN Distribution board | 0 |  | 3255 | 0 | 0 | No | 3255 | 0 |  |  | 21-22 | 0
42 | Supply and fixing SPN Distribution board with IP-20 protection suitable for single phase Earth Leakage Circute Braker (ELCB) | 0 | No | 3662 | 0 | 0 | No | 3662 | 0 |  |  | 22-23 | 0
133 | Supply of 9" (225mm), Light duty exhaust fan with double ball bearing and wire guard etc complete. | 0 | No | 1290 | 0 | 0 | No | 1290 | 0 | 0 | 0 | 19-20 | 0
81 | Light duty exhaust fan | 0 |  | 1290 | 0 | 0 | No | 1290 | 0 |  |  | 20-21 | 0
81 | Light duty exhaust fan | 0 |  | 1484 | 0 | 0 | No | 1484 | 0 |  |  | 21-22 | 0
81 | Light duty exhaust fan | 0 |  | 1634 | 0 | 0 | No | 1634 | 0 |  |  | 22-23 | 0
182 | 2 Nos of 32A, 240V Porcelain Rewirable Fuse Units | 0 |  | 886.8 | 0 | 0 | No | 886.8 | 0 | 0 | 0 | 19-20 | 0
206 | 2 Nos of 32A, 240V Porcelain Rewirable Fuse Units | 0 |  | 905 | 0 | 0 | No | 905 | 0 |  |  | 20-21 | 0
182 | 2 Nos of 32A, 240V Porcelain Rewirable Fuse Units | 0 |  | 1005.6 | 0 | 0 | No | 1005.6 | 0 |  |  | 21-22 | 0
43 | Supply and fixing of 2 Nos of 32A, 240V Porcelain Rewirable Fuse Units of makes : GM / Sputnik / Kundancab / Million / Gold Medal / Vimal / Star / Benlo on 12" x 18" peta board with connections and labour charges etc complete. | 0 | No | 1089.96 | 0 | 0 | No | 1089.96 | 0 |  |  | 22-23 | 0
134 | Providing independent earthling by excavating a pit to a depth of 2.25Mt in all soils, as per size specified | 0 | No | 3404.82 | 0 | 0 | No | 3404.82 | 0 | 0 | 0 | 19-20 | 0
208 | Providng Independent earthing | 0 |  | 3432.82 | 0 | 0 | No | 3432.82 | 0 |  |  | 20-21 | 0
184 | Providng Independent earthing | 0 |  | 3771.935 | 0 | 0 | No | 3771.935 | 0 |  |  | 21-22 | 0
101 | Providing independent earthling by excavating a pit to a depth of 2.25Mt in all soils, as per size specified | 0 | No | 4142.425 | 0 | 0 | No | 4142.425 | 0 |  |  | 22-23 | 0
135 | DB with 1 No 20A single phase | 0 | No | 0 | 0 |  |  |  | 0 | 0 | 0 | 19-20 | 0
136 | 8 Way TPN DB Horizontal with IP 20 | 0 | No | 0 | 0 |  |  |  | 0 | 0 | 0 | 19-20 | 0
137 | Modular telephone jack | 0 | No | 0 | 0 |  |  |  | 0 | 0 | 0 | 19-20 | 0
138 | Supply,laying ,testing and commisioning of 4-pair | 0 | No | 0 | 0 |  |  |  | 0 | 0 | 0 | 19-20 | 0
139 | Supply and run of 5 pair telephone copper wire | 0 | No | 0 | 0 |  |  |  | 0 | 0 | 0 | 19-20 | 0
140 | APSPDCL ELECTRICAL CHARGES | 0 |  |  | 0 |  |  |  | 0 | 0 | 0 | 19-20 | 0
29 | Difference in cost of Sand | 0 |  |  | -53531 |  |  |  | -53531 | 0 | 0 | - | 0
30 | Difference in cost of Steel rate | 0 |  |  | 64528 |  |  |  | 64528 | 0 | 0 | - | 0
221 | Provision for Soil investigation charges | 0 |  |  | 0 |  |  |  | 0 | 0 | 0 | - | 0
169 | Provision for GST charges |  |  |  | 0 |  |  |  | 0 | 0 | 0 | - | 0
31 | Provision for QC @0.5% |  |  |  | 8548 |  |  |  | 8548 | 0 | 0 | - | 0
32 | Provision for Seignorage charges |  |  |  | 21507 |  |  |  | 21507 | 0 | 0 | - | 0
172 | Provision for Name board |  |  |  | 0 |  |  |  | 0 | 0 | 0 | - | 1
106 | Provision for Work file |  |  |  | 0 |  |  |  | 0 | 0 | 0 | - | 1
33 | Unforseen items such as if any |  |  |  | 1429 |  |  |  |  | 0 | 1429 | - | 1429
| Part-B |  |  |  | 1e-05 |  |  |  | 0
1 | Clearing light jungle | 0 | Sqm | 6.06 | 0 | 0 | Sqm | 6.06 | 0 | 0 | 0 | 22-23 | 0
36 | Engaging Unskilled Labour for Earth work excavation & depositing on bank with an initial lead & initial lift in Loamy, Clayey soils like BC Soils, Red Earth & Chodu Soils | 0 | Cum | 144.26 | 0 | 0 | Cum | 144.26 | 0 | 0 | 0 | 22-23 | 0
37 | Plain Cement Concrete (1:4:8) proportion Nominal mix for foundations using 40mm size SS-5 metal including c/c of all materials & labour charges, machine mixing & laying concrete in foundation | 0 | Cum | 4583.31 | 0 | 0 | Cum | 4583.31 | 0 | 0 | 0 | 22-23 | 0
4 | PCC (1:5:10) for bed concrete | 0 | Cum | 4431.03 | 0 | 0 | Cum | 4431.03 | 0 | 0 | 0 | 22-23 | 0
3 | Filling basement with Selected earth | 0 | Cum | 216.13 | 0 | 0 | Cum | 216.13 | 0 | 0 | 0 | 22-23 | 0
5 | Filling basement with Gravel | 0 | Cum | 272.13 | 0 | 0 | Cum | 272.13 | 0 | 0 | 0 | 22-23 | 0
7 | Filling basement with Sand filling | 0 | Cum | 1603.13 | 0 | 0 | Cum | 1603.13 | 0 | 0 | 0 | 22-23 | 0
10 | Refilling with excavated soil | 0 | Cum | 284.4 | 0 | 0 | Cum | 284.4 | 0 | 0 | 0 | 22-23 | 0
6 | VRCC M25 design mix Concrete for column footings | 0 | Cum | 8062.18 | 0 | 0 | Cum | 8062.18 | 0 | 0 | 0 | 22-23 | 0
7 | VRCC M25 design mix Concrete for Pedastal | 0 | Cum | 8501.18 | 0 | 0 | Cum | 8501.18 | 0 | 0 | 0 | 22-23 | 0
8 | VRCC M25 design mix Concrete for Columns | 0 | Cum | 10417.6 | 0 | 0 | Cum | 10417.6 | 0 | 0 | 0 | 22-23 | 0
9 | VRCC M25 design mix Concrete for Plinth beam | 0 | Cum | 10162.18 | 0 | 0 | Cum | 10162.18 | 0 | 0 | 0 | 22-23 | 0
10 | VRCC M25 design mix Concrete for Beams | 0 | Cum | 9921.19 | 0 | 0 | Cum | 9921.19 | 0 | 0 | 0 | 22-23 | 0
11 | VRCC M25 design mix Concrete for Slab 125mm | 0 | Sqm | 1202.4 | 0 | 0 | Sqm | 1202.4 | 0 | 0 | 0 | 22-23 | 0
12 | VRCC M25 design mix Concrete for Slab 150mm | 0 | Sqm | 1345.28 | 0 | 0 | Sqm | 1345.28 | 0 | 0 | 0 | 22-23 | 0
11 | VRCC M25 design mix Concrete for Slab 100mm | 0 | Sqm | 1059.52 | 0 | 0 | Sqm | 1059.52 | 0 | 0 | 0 | 22-23 | 0
11 | VRCC M25 design mix Concrete for Slab 50mm | 0 | Sqm | 526.3 | 0 | 0 | Sqm | 526.3 | 0 | 0 | 0 | 22-23 | 0
15 | VRCC M25 design mix Concrete for Slab 25mm | 0 | Sqm | 385.15 | 0 | 0 | Sqm | 385.15 | 0 | 0 | 0 | 22-23 | 0
15 | VRCC M25 design mix Concrete for Lintels | 0 | Cum | 10584.6 | 0 | 0 | Cum | 10584.6 | 0 | 0 | 0 | 22-23 | 0
17 | VRCC M25 design mix Concrete for Sunshades | 0 | Rm | 518.52 | 0 | 0 | Rm | 518.52 | 0 | 0 | 0 | 22-23 | 0
20 | impervious coat over roof slab-12mm | 0 | Sqm | 315.69 | 0 | 0 | Sqm | 315.69 | 0 | 0 | 0 | 22-23 | 0
16 | impervious coat over roof slab-20mm | 0 | Sqm | 405.78 | 0 | 0 | Sqm | 405.78 | 0 | 0 | 0 | 22-23 | 0
1 | RCC M25 Nominal mix (Cement: Sand: Metal) using 20mm size graded material including cost and conveyance of all material and labour charges etc., complete for Flooring | 0 | Cum | 5601.67 | 0 | 0 | Cum | 5601.67 | 0 | 0 | 0 | 22-23 | 0
16 | RR Masonary in CM (1:6) for basement | 0 | Cum | 3828.35 | 0 | 0 | Cum | 3828.35 | 0 | 0 | 0 | 22-23 | 0
18 | Brick masonery in CM (1:8) for basement | 0 | Cum | 6869.83 | 0 | 0 | Cum | 6869.83 | 0 | 0 | 0 | 22-23 | 0
20 | Brick masonery in CM (1:6) for superstructure | 0 | Cum | 6926.23 | 0 | 0 | Cum | 6926.23 | 0 | 0 | 0 | 22-23 | 0
23 | Reinforced Brick Masonry for partition walls (11.5 cm thick) i | 0 | Sqm | 865.32 | 0 | 0 | Sqm | 865.32 | 0 | 0 | 0 | 22-23 | 0
21 | Fly ash cement bricks | 0 | Sqm | 6281.37 | 0 | 0 | Sqm | 6281.37 | 0 | 0 | 0 | 22-23 | 0
18 | RCM drop wall | 0 | Sqm | 2232.97 | 0 | 0 | Sqm | 2232.97 | 0 | 0 | 0 | 22-23 | 0
3 | Ceiling Plastering to Ceiling in CM (1:3) 12mm thick with dubara sponge finishing including c/c of all materials including labour charges such as mixing cement mortar and curing etc complete for finished item of work (APSS 901 & 903) | 0 | Sqm | 318.2 | 0 | 0 | Sqm | 318.2 | 0 | 0 | 0 | 22-23 | 0
22 | Plastering 12mm thick inside in single coats | 0 | Sqm | 294.71 | 0 | 0 | Sqm | 294.71 | 0 | 0 | 0 | 22-23 | 0
2 | Plastering in CM (1:5) 20mm thick single coat including c/c of all materials including all operational, incidental and labour charges such as mixing cement mortar and curing etc complete for finished item of work (APSS 901, 903 & 904) | 0 | Sqm | 314.9 | 0 | 0 | Sqm | 314.9 | 0 | 0 | 0 | 22-23 | 0
4 | Plastering to brick masonary wall with 12mm thick double coat in CM (1:5) 8 mm thick base coat and CM (1:3) of 4mm thick top coat with dubara sponge finish etc., complete | 0 | Sqm | 388.21 | 0 | 0 | Sqm | 388.21 | 0 | 0 | 0 | 22-23 | 0
27 | Plastering 20mm thick double coat | 0 | Sqm | 404.02 | 0 | 0 | Sqm | 404.02 | 0 | 0 | 0 | 22-23 | 0
51 | Flooring with vitrified tiles | 0 | Sqm | 1067.36 | 0 | 0 | Sqm | 1067.36 | 0 | 0 | 0 | 22-23 | 0
52 | Providing skirting to vitrified tiles | 0 | Sqm | 1062.03 | 0 | 0 | Sqm | 1062.03 | 0 | 0 | 0 | 22-23 | 0
32 | Flooring with Granite stones | 0 | sqm | 3115.07 | 0 | 0 | sqm | 3115.07 | 0 | 0 | 0 | 22-23 | 0
33 | skirting to internal walls with Granite stones | 0 | Sqm | 2905.43 | 0 | 0 | Sqm | 2905.43 | 0 | 0 | 0 | 22-23 | 0
42 | Flooring with Terrazo tiles | 0 | Sqm | 744.7 | 0 | 0 | Sqm | 744.7 | 0 | 0 | 0 | 22-23 | 0
43 | skirting to internal walls with Terrazo tiles | 0 | Sqm | 750.18 | 0 | 0 | Sqm | 750.18 | 0 | 0 | 0 | 22-23 | 0
53 | Flooring with Ceramic non skid tiles of not less than 7-8mm thick 1st quality laid over floor bed including cost and conveyance of all material and labour charges etc complete | 0 | Sqm | 801.83 | 0 | 0 | Sqm | 801.83 | 0 | 0 | 0 | 22-23 | 0
54 | Providing Daddooing to walls with 5 to 7mm thick Glazed Ceramic wall tiles of 1st quality of 6mm thick set over base coat of CM (1:3) 12mm thick including cost and conveyance of all material and labour charges etc complete | 0 | Sqm | 518.15 | 0 | 0 | Sqm | 518.15 | 0 | 0 | 0 | 22-23 | 0
34 | Flooring with pressed clay flooring tiles, set over base coat of cement mortar (1:8) 12 mm thick over CC bed already laid | 22.14 | Sqm | 1017.93 | 22537 | 22.14 | Sqm | 1017.93 | 22536.97 | 0 | 0.03 | 22-23 | 0.03
| Precasted blocks for flooring | 0 | Sqm | 610 | 0 | 0 | Sqm | 610 | 0 | 0 | 0 | 22-23 | 0
| Gronolithic flooring | 0 | Sqm | 345.47 | 0 | 0 | Sqm | 345.47 | 0 | 0 | 0 | 22-23 | 0
30 | White washing one coat with whiting | 0 | Sqm | 24.05 | 0 | 0 | Sqm | 24.05 | 0 | 0 | 0 | 22-23 | 0
4 | Providing and applying Wall putty of White Cement or Polymer or Cement based of average 1 to 2 mm thickness over plastered surface to prepare the surface | 0 | Sqm | 173.73 | 0 | 0 | Sqm | 173.73 | 0 | 0 | 0 | 22-23 | 0
35 | Painting to new walls with 2 coats of acrylic Emulsion paint Asian or equivalent and shade over Priming coat including all labour charges etc., complete for internal wall | 268.64 | Sqm | 146.82 | 39442 | 268.64 | Sqm | 146.82 | 39441.72 | 0 | 0.28 | 22-23 | 0.28
36 | Painting to new walls with 2 coats of acrylic Emulsion paint Asian or equivalent and shade over Priming coat including all labour charges etc., complete for external wall | 223.53 | Sqm | 200.84 | 44894 | 223.53 | Sqm | 200.84 | 44893.77 | 0 | 0.23 | 22-23 | 0.23
37 | Supply & applying Poly-Urethane Water Proof Polish Glossy/ Matt finish to the wood works duly cleaning the surface and applying emery paper, | 14.88 | Sqm | 968.78 | 14415 | 14.88 | Sqm | 968.78 | 14415.45 | 0.45 | 0 | 22-23 | -0.45
41 | Cost, Supply and Fixing of rolling shutter to Godown | 0 | Sqm | 4025 | 0 | 0 | Sqm | 4025 | 0 | 0 | 0 | 22-23 | 0
56 | Painting New Wood / iron work with Two coats of ready mixed Synthatic Enamil paint first quality of shades over primary coat | 0 | Sqm | 149.86 | 0 | 0 | Sqm | 149.86 | 0 | 0 | 0 | 22-23 | 0
41 | 1200mm dia 2" thick Precasted rcc hume rings | 0 | No | 808 | 0 | 0 | No | 808 | 0 | 0 | 0 | 22-23 | 0
8 | 900mm dia 2" thick Precasted rcc hume rings | 0 | No | 500 | 0 | 0 | No | 500 | 0 | 0 | 0 | 22-23 | 0
42 | Precasted hume ring slab | 0 | No | 130 | 0 | 0 | No | 130 | 0 | 0 | 0 | 22-23 | 0
47 | Cost of steel | 0 | MT | 89280 | 0 | 0 | MT | 89280 | 0 | 0 | 0 | 22-23 | 0
35 | VRCC M25 design mix Concrete for Columns | 0 | Cum | 11192.01 | 0 | 0 | Cum | 11192.01 | 0 | 0 | 0 | 22-23 | 0
36 | VRCC M25 design mix Concrete for Beams | 0 | Cum | 10490.18 | 0 | 0 | Cum | 10490.18 | 0 | 0 | 0 | 22-23 | 0
37 | VRCC M25 design mix Concrete for Slab 125mm | 0 | Sqm | 1395.89 | 0 | 0 | Sqm | 1395.89 | 0 | 0 | 0 | 22-23 | 0
26 | VRCC M25 design mix Concrete for Slab 100mm | 0 | Sqm | 1253.01 | 0 | 0 | Sqm | 1253.01 | 0 | 0 | 0 | 22-23 | 0
38 | VRCC M25 design mix Concrete for Slab 150mm | 0 | Sqm | 1538.77 | 0 | 0 | Sqm | 1538.77 | 0 | 0 | 0 | 22-23 | 0
58 | VRCC M25 design mix Concrete for Slab 50mm | 0 | Sqm | 694.54 | 0 | 0 | Sqm | 694.54 | 0 | 0 | 0 | 22-23 | 0
58 | VRCC M25 design mix Concrete for Slab 25mm | 0 | Sqm | 553.39 | 0 | 0 | Sqm | 553.39 | 0 | 0 | 0 | 22-23 | 0
54 | VRCC M25 design mix Concrete for Lintels | 0 | Cum | 11212.51 | 0 | 0 | Cum | 11212.51 | 0 | 0 | 0 | 22-23 | 0
56 | VRCC M25 design mix Concrete for Sunshades | 0 | Rm | 630.35 | 0 | 0 | Rm | 630.35 | 0 | 0 | 0 | 22-23 | 0
41 | impervious coat over roof slab-12mm | 0 | Sqm | 339.16 | 0 | 0 | Sqm | 339.16 | 0 | 0 | 0 | 22-23 | 0
61 | impervious coat over roof slab-20mm | 0 | Sqm | 438.06 | 0 | 0 | Sqm | 438.06 | 0 | 0 | 0 | 22-23 | 0
60 | Brick masonery in CM (1:6) for superstructure | 0 | Cum | 7283.96 | 0 | 0 | Cum | 7283.96 | 0 | 0 | 0 | 22-23 | 0
30 | Brick masonery in CM (1:8) for basement | 0 | Cum | 7227.56 | 0 | 0 | Cum | 7227.56 | 0 | 0 | 0 | 22-23 | 0
62 | Reinforced Brick Masonry for partition walls (11.5 cm thick) i | 0 | Sqm | 929.28 | 0 | 0 | Sqm | 929.28 | 0 | 0 | 0 | 22-23 | 0
22 | Fly ash cement bricks | 0 | Sqm | 6718.55 | 0 | 0 | Sqm | 6718.55 | 0 | 0 | 0 | 22-23 | 0
23 | RCM drop wall | 0 | Sqm | 2346.34 | 0 | 0 | Sqm | 2346.34 | 0 | 0 | 0 | 22-23 | 0
57 | Ornamental Plastering 12mm thick to ceiling | 0 | Sqm | 351.17 | 0 | 0 | Sqm | 351.17 | 0 | 0 | 0 | 22-23 | 0
57 | Plastering 12mm thick inside in single coats | 0 | Sqm | 323.04 | 0 | 0 | Sqm | 323.04 | 0 | 0 | 0 | 22-23 | 0
58 | Plastering 20mm thick inside in single coats | 0 | Sqm | 343.23 | 0 | 0 | Sqm | 343.23 | 0 | 0 | 0 | 22-23 | 0
59 | Plastering 12mm thick double coat | 0 | Sqm | 425.82 | 0 | 0 | Sqm | 425.82 | 0 | 0 | 0 | 22-23 | 0
61 | Plastering 20mm thick double coat | 0 | Sqm | 441.63 | 0 | 0 | Sqm | 441.63 | 0 | 0 | 0 | 22-23 | 0
47 | PCC M25 for Steps | 0 | Cum | 5722.81 | 0 | 0 | Cum | 5722.81 | 0 | 0 | 0 | 22-23 | 0
63 | Flooring with vitrified tiles | 0 | Sqm | 1103.39 | 0 | 0 | Sqm | 1103.39 | 0 | 0 | 0 | 22-23 | 0
65 | Providing skirting to internal walls to 15 cm height | 0 | Sqm | 1098.05 | 0 | 0 | Sqm | 1098.05 | 0 | 0 | 0 | 22-23 | 0
66 | Flooring with Granite stones | 0 | sqm | 3181.62 | 0 | 0 | sqm | 3181.62 | 0 | 0 | 0 | 22-23 | 0
67 | Skirting with Granite stones | 0 | Sqm | 2950.54 | 0 | 0 | Sqm | 2950.54 | 0 | 0 | 0 | 22-23 | 0
71 | Flooring with Terrazo tiles | 0 | Sqm | 780.73 | 0 | 0 | Sqm | 780.73 | 0 | 0 | 0 | 22-23 | 0
72 | skirting to internal walls with Terrazo tiles | 0 | Sqm | 786.2 | 0 | 0 | Sqm | 786.2 | 0 | 0 | 0 | 22-23 | 0
69 | Flooring with Ceramic non skid tiles | 0 | Sqm | 837.86 | 0 | 0 | Sqm | 837.86 | 0 | 0 | 0 | 22-23 | 0
71 | Dadoing with Glazed tiles | 0 | Sqm | 527.21 | 0 | 0 | Sqm | 527.21 | 0 | 0 | 0 | 22-23 | 0
32 | Pressed floor tiles | 0 | Sqm | 1059.21 | 0 | 0 | Sqm | 1059.21 | 0 | 0 | 0 | 22-23 | 0
76 | White washing three coats with whiting | 0 | Sqm | 25.98 | 0 | 0 | Sqm | 25.98 | 0 | 0 | 0 | 22-23 | 0
72 | Providing and applying synthetic plaster putty | 0 | Sqm | 184.03 | 0 | 0 | Sqm | 184.03 | 0 | 0 | 0 | 22-23 | 0
74 | Painting with Emulsion paint for inernal walls | 0 | Sqm | 158.36 | 0 | 0 | Sqm | 158.36 | 0 | 0 | 0 | 22-23 | 0
76 | Painting with Emulsion paint for external walls | 0 | Sqm | 217.22 | 0 | 0 | Sqm | 217.22 | 0 | 0 | 0 | 22-23 | 0
84 | Cost of steel | 0 | MT | 90555 | 0 | 0 | MT | 90555 | 0 | 0 | 0 | 22-23 | 0
85 | VRCC M25 design mix Concrete for Columns | 0 | Cum | 12013.61 | 0 | 0 | Cum | 12013.61 | 0 | 0 | 0 | 22-23 | 0
86 | VRCC M25 design mix Concrete for Beams | 0 | Cum | 11098.56 | 0 | 0 | Cum | 11098.56 | 0 | 0 | 0 | 22-23 | 0
87 | VRCC M25 design mix Concrete for Slab 125mm | 0 | Sqm | 1594.17 | 0 | 0 | Sqm | 1594.17 | 0 | 0 | 0 | 22-23 | 0
26 | VRCC M25 design mix Concrete for Slab 100mm | 0 | Sqm | 1451.29 | 0 | 0 | Sqm | 1451.29 | 0 | 0 | 0 | 22-23 | 0
57 | VRCC M25 design mix Concrete for Slab 150mm | 0 | Sqm | 1737.05 | 0 | 0 | Sqm | 1737.05 | 0 | 0 | 0 | 22-23 | 0
58 | VRCC M25 design mix Concrete for Slab 50mm | 0 | Sqm | 865.17 | 0 | 0 | Sqm | 865.17 | 0 | 0 | 0 | 22-23 | 0
58 | VRCC M25 design mix Concrete for Slab 25mm | 0 | Sqm | 724.02 | 0 | 0 | Sqm | 724.02 | 0 | 0 | 0 | 22-23 | 0
59 | VRCC M25 design mix Concrete for Lintels | 0 | Cum | 11874.81 | 0 | 0 | Cum | 11874.81 | 0 | 0 | 0 | 22-23 | 0
60 | VRCC M25 design mix Concrete for Sunshades | 0 | Rm | 744.73 | 0 | 0 | Rm | 744.73 | 0 | 0 | 0 | 22-23 | 0
60 | impervious coat over roof slab-12mm | 0 | Sqm | 362.63 | 0 | 0 | Sqm | 362.63 | 0 | 0 | 0 | 22-23 | 0
61 | impervious coat over roof slab-20mm | 0 | Sqm | 470.34 | 0 | 0 | Sqm | 470.34 | 0 | 0 | 0 | 22-23 | 0
88 | Brick masonery in CM (1:6) for superstructure | 0 | Cum | 7673.4 | 0 | 0 | Cum | 7673.4 | 0 | 0 | 0 | 22-23 | 0
30 | Brick masonery in CM (1:8) for basement | 0 | Cum | 7617 | 0 | 0 | Cum | 7617 | 0 | 0 | 0 | 22-23 | 0
89 | Reinforced Brick Masonry for partition walls (11.5 cm thick) i | 0 | Sqm | 999.57 | 0 | 0 | Sqm | 999.57 | 0 | 0 | 0 | 22-23 | 0
22 | Fly ash cement bricks | 0 | Sqm | 7187.45 | 0 | 0 | Sqm | 7187.45 | 0 | 0 | 0 | 22-23 | 0
83 | Ornamental Plastering 12mm thick to ceiling | 0 | Sqm | 385.55 | 0 | 0 | Sqm | 385.55 | 0 | 0 | 0 | 22-23 | 0
82 | Plastering 12mm thick inside in single coats | 0 | Sqm | 352.1 | 0 | 0 | Sqm | 352.1 | 0 | 0 | 0 | 22-23 | 0
83 | Plastering 20mm thick inside in single coats | 0 | Sqm | 372.29 | 0 | 0 | Sqm | 372.29 | 0 | 0 | 0 | 22-23 | 0
84 | Plastering 12mm thick double coat | 0 | Sqm | 464.16 | 0 | 0 | Sqm | 464.16 | 0 | 0 | 0 | 22-23 | 0
85 | Plastering 20mm thick double coat | 0 | Sqm | 479.98 | 0 | 0 | Sqm | 479.98 | 0 | 0 | 0 | 22-23 | 0
13 | PCC M25 for Steps | 0 | Cum | 5843.94 | 0 | 0 | Cum | 5843.94 | 0 | 0 | 0 | 22-23 | 0
65 | Flooring with vitrified tiles | 0 | Sqm | 1139.42 | 0 | 0 | Sqm | 1139.42 | 0 | 0 | 0 | 22-23 | 0
69 | Providing skirting to internal walls to 15 cm height | 0 | Sqm | 1134.08 | 0 | 0 | Sqm | 1134.08 | 0 | 0 | 0 | 22-23 | 0
50 | Flooring with Granite stones | 0 | sqm | 3248.17 | 0 | 0 | sqm | 3248.17 | 0 | 0 | 0 | 22-23 | 0
51 | Skirting with Granite stones | 0 | Sqm | 2995.66 | 0 | 0 | Sqm | 2995.66 | 0 | 0 | 0 | 22-23 | 0
71 | Flooring with Terrazo tiles | 0 | Sqm | 816.76 | 0 | 0 | Sqm | 816.76 | 0 | 0 | 0 | 22-23 | 0
72 | skirting to internal walls with Terrazo tiles | 0 | Sqm | 822.23 | 0 | 0 | Sqm | 822.23 | 0 | 0 | 0 | 22-23 | 0
73 | Flooring with Ceramic non skid tiles | 0 | Sqm | 873.89 | 0 | 0 | Sqm | 873.89 | 0 | 0 | 0 | 22-23 | 0
74 | Dadoing with Glazed tiles | 0 | Sqm | 536.26 | 0 | 0 | Sqm | 536.26 | 0 | 0 | 0 | 22-23 | 0
32 | Pressed floor tiles | 0 | Sqm | 1100.49 | 0 | 0 | Sqm | 1100.49 | 0 | 0 | 0 | 22-23 | 0
76 | White washing three coats with whiting | 0 | Sqm | 27.91 | 0 | 0 | Sqm | 27.91 | 0 | 0 | 0 | 22-23 | 0
84 | Providing and applying synthetic plaster putty | 0 | Sqm | 194.34 | 0 | 0 | Sqm | 194.34 | 0 | 0 | 0 | 22-23 | 0
86 | Painting with Emulsion paint for inernal walls | 0 | Sqm | 169.89 | 0 | 0 | Sqm | 169.89 | 0 | 0 | 0 | 22-23 | 0
87 | Painting with Emulsion paint for external walls | 0 | Sqm | 233.59 | 0 | 0 | Sqm | 233.59 | 0 | 0 | 0 | 22-23 | 0
96 | Cost of steel | 0 | MT | 91830 | 0 | 0 | MT | 91830 | 0 | 0 | 0 | 22-23 | 0
38 | Supplying and fixing of Door of size 1.20X2.10M with two panels of frames made with teak wood and Shutter made with medium Teak wood including all laboru charges etc., complete | 1 | No | 22903.66 | 22904 | 1 | No | 22903.66 | 22903.66 | 0 | 0.34 | 22-23 | 0.34
24 | Supply and fixing of Door of size 0.90 x 2.10mt | 0 | No | 15875.19 | 0 | 0 | No | 15875.19 | 0 | 0 | 0 | 22-23 | 0
| Supply and fixing of Door of size 0.80 x 2.10mt | 0 | No | 15037.22 | 0 | 0 | No | 15037.22 | 0 | 0 | 0 | 22-23 | 0
44 | Supply and fixing of Door of size 0.90 x 2.10mt | 0 | No | 11732.03 | 0 | 0 | No | 11732.03 | 0 | 0 | 0 | 22-23 | 0
39 | Supplying and fixing of Door of size 0.90X2.10M with two panels of frames made with Sal wood and Shutter made with medium Sal wood including all laboru charges etc., complete | 1 | No | 7651.36 | 7651 | 1 | No | 7651.36 | 7651.36 | 0.36 | 0 | 22-23 | -0.36
214 | Supply and fixing of Door of size 1.20 x 2.10mt | 0 | No | 7927.96 | 0 | 0 | No | 7927.96 | 0 | 0 | 0 | 22-23 | 0
92 | Supply and fixing of Door of size 1.20 x 2.10mt | 0 | No | 11442.58 | 0 | 0 | No | 11442.58 | 0 | 0 | 0 | 22-23 | 0
40 | Supply and fixing of Door of size 1.05 x 2.10mt GF | 1 | No | 8519.25 | 8519 | 1 | No | 8519.25 | 8519.25 | 0.25 | 0 | 22-23 | -0.25
215 | Supply and fixing of Door of size 1.05 x 2.10mt FF | 0 | No | 7005.16 | 0 | 0 | No | 7005.16 | 0 | 0 | 0 | 22-23 | 0
46 | WPC door frame and shutter | 0 | Sqm | 6846.88 | 0 | 0 | Sqm | 6846.88 | 0 | 0 | 0 | 22-23 | 0
106 | WPC door with without Bottom frame | 0 | Sqm | 6132.48 | 0 | 0 | Sqm | 6132.48 | 0 | 0 | 0 | 22-23 | 0
41 | Providing and fixing factory made uPVC white colour sliding glazed windowupto 1.50 m in height dimension comprising of uPVC multi-chamberedframe for 3 track | 5.76 | Sqm | 8622 | 49663 | 5.76 | Sqm | 8622 | 49662.72 | 0 | 0.28 | 22-23 | 0.28
100 | Providing and fixing factory made uPVC windows 3track | 0 | Sqm | 6460 | 0 | 0 | Sqm | 6460 | 0 | 0 | 0 | 22-23 | 0
98 | Providing and fixing factory made uPVC windows single track | 0 | Sqm | 6238 | 0 | 0 | Sqm | 6238 | 0 | 0 | 0 | 22-23 | 0
| Single fixed Louvers Ventilator | 0 | Sqm | 4062 | 0 | 0 | Sqm | 4062 | 0 | 0 | 0 | 22-23 | 0
106 | Supplying and fixing of ventilator | 0 | No | 577.28 | 0 | 0 | No | 577.28 | 0 | 0 | 0 | 22-23 | 0
99 | S&F of Cement Jolleys 50mm thick | 0 | Sqm | 604.08 | 0 | 0 | Sqm | 604.08 | 0 | 0 | 0 | 22-23 | 0
10 | Supplying & fixing of Iron Doors and Windows Grills including labour charges for fabricating steel including cost of welding rods, power charges & fixing the grill in position etc complete | 0 | kgs | 110.38 | 0 | 0 | kgs | 110.38 | 0 | 0 | 0 | 22-23 | 0
101 | Supplying & fixing of Iron Grills | 0 | Sqm | 3130 | 0 | 0 | Sqm | 3130 | 0 | 0 | 0 | 22-23 | 0
59 | Supplying & fixing of MS tube | 0 |  | 126.9 | 0 | 0 |  | 126.9 | 0 | 0 | 0 | 22-23 | 0
58 | Supplying & fixing of stainless steel hand rail | 0 | Sqm | 3345.94 | 0 | 0 | Sqm | 3345.94 | 0 | 0 | 0 | 22-23 | 0
78 | Supplying & fixing of stainless steel RamP | 0 | Sqm | 1514.34 | 0 | 0 | Sqm | 1514.34 | 0 | 0 | 0 | 22-23 | 0
78 | Supplying & fixing of stainless steel | 0 | kgs | 568.35 | 0 | 0 | kgs | 568.35 | 0 | 0 | 0 | 22-23 | 0
110 | Full Rounding the edges of Granite stone slabs | 0 | Rm | 453 | 0 | 0 | Rm | 453 | 0 | 0 | 0 | 22-23 | 0
59 | S&F of 32mm dia CPVC pipes | 0 | Rm | 214 | 0 | 0 | Rm | 214 | 0 | 0 | 0 | 22-23 | 0
42 | Supply and Fixing of Premium make CPVC Pipes and Fittings to meet the requirement of ASTM-D 2846 for 25mm dia | 40 | Rm | 136 | 5440 | 40 | Rm | 136 | 5440 | 0 | 0 | 22-23 | 0
104 | S&F of 20mm dia CPVC pipes | 0 | Rm | 94 | 0 | 0 | Rm | 94 | 0 | 0 | 0 | 22-23 | 0
113 | S&F of 25mm dia PVC pies | 0 | Rm | 35 | 0 | 0 | Rm | 35 | 0 | 0 | 0 | 22-23 | 0
43 | Labour charges for laying, joining, welding, fixing and commissioning the C-PVC pipes & PVC pipes | 40 | Rm | 33 | 1320 | 40 | Rm | 33 | 1320 | 0 | 0 | 22-23 | 0
48 | S&F of Bib Type Taps | 0 | No | 387 | 0 | 0 | No | 387 | 0 | 0 | 0 | 22-23 | 0
43 | S&F of Bib Type Taps flange Chromeum plated Jaquar make queen series | 0 | No | 1644 | 0 | 0 | No | 1644 | 0 | 0 | 0 | 22-23 | 0
44 | Prince/ Sudhakar make or equivalent quality PVC /SWR pipes & fittings ( as per ISI standards) 4kg/cm2 110mm dia. double socket | 10 | Rm | 149 | 1490 | 10 | Rm | 149 | 1490 | 0 | 0 | 22-23 | 0
123 | S&F of 90mm dia PVC Pipes | 0 | Rm | 141.6667 | 0 | 0 | Rm | 141.6667 | 0 | 0 | 0 | 22-23 | 0
45 | Prince/ Sudhakar make or equivalent quality PVC /SWR pipes & fittings ( as per ISI standards) 4kg/cm2 75mm dia. double socket | 10 | Rm | 89 | 890 | 10 | Rm | 89 | 890 | 0 | 0 | 22-23 | 0
46 | Labour charges for laying, fixing and commissioning the PVC pipes | 20 | Rm | 79 | 1580 | 20 | Rm | 79 | 1580 | 0 | 0 | 22-23 | 0
47 | Supplying and Fixing European Water Closet of 1st quality make white glazed including all labour charges for fixing etc., complete. | 2 | No | 5297 | 10594 | 2 | No | 5297 | 10594 | 0 | 0 | 22-23 | 0
80 | S&F of Indian type water closet | 0 | No | 1036 | 0 | 0 | No | 1036 | 0 | 0 | 0 | 22-23 | 0
48 | Supplying and fixing Indian make Flat Back Wash Hand Basin (HSW/Parryware/ Neycer) 1st quality conforming | 2 | No | 2025 | 4050 | 2 | No | 2025 | 4050 | 0 | 0 | 22-23 | 0
124 | S&F of Urinals | 0 | No | 2644 | 0 | 0 | No | 2644 | 0 | 0 | 0 | 22-23 | 0
54 | Nahany trap with Jali- PVC/SWR Pipe fittings | 0 | No | 93 | 0 | 0 | No | 93 | 0 | 0 | 0 | 22-23 | 0
49 | Providing & placing on Terrace polyethylene water storage tank with Double layer approved brand | 500 | lt | 9.5 | 4750 | 500 | lt | 9.5 | 4750 | 0 | 0 | 22-23 | 0
140 | Drilling with165mm dia borewell | 0 | Rm | 446.4 | 0 | 0 | Rm | 446.4 | 0 | 0 | 0 | 22-23 | 0
64 | Drilling with165mm dia borewell | 0 | Rm | 477.6 | 0 | 0 | Rm | 477.6 | 0 | 0 | 0 | 22-23 | 0
65 | Drilling with165mm dia borewell | 0 | Rm | 535.7 | 0 | 0 | Rm | 535.7 | 0 | 0 | 0 | 22-23 | 0
142 | S&F of 180mm dia casing pipe | 0 | Rm | 325 | 0 | 0 | Rm | 325 | 0 | 0 | 0 | 22-23 | 0
144 | S&F of 2 HP Submersible mortor | 0 | No | 18370 | 0 | 0 | No | 18370 | 0 | 0 | 0 | 22-23 | 0
146 | S& F 40 mm HDPE pip | 0 | Rm | 85 | 0 | 0 | Rm | 85 | 0 | 0 | 0 | 22-23 | 0
148 | S&F of 180mm dia bore cap | 0 | No | 300 | 0 | 0 | No | 300 | 0 | 0 | 0 | 22-23 | 0
150 | S&F of 25mm dia GI pipe | 0 | No | 400 | 0 | 0 | No | 400 | 0 | 0 | 0 | 22-23 | 0
154 | S&F of 25mm dia GI Bends | 0 | No | 77 | 0 | 0 | No | 77 | 0 | 0 | 0 | 22-23 | 0
156 | S&F of 25mm dia Clamp set | 0 | No | 194 | 0 | 0 | No | 194 | 0 | 0 | 0 | 22-23 | 0
154 | Supply of 3 core 1.50 sqm flat copper cable | 0 | Rm | 105 | 0 | 0 | Rm | 105 | 0 | 0 | 0 | 22-23 | 0
156 | Supply and Transportation of control panel | 0 | No | 5445 | 0 | 0 | No | 5445 | 0 | 0 | 0 | 22-23 | 0
142 | S&F of 25mm dia 2.2 mm thick PVC Conduit pipe | 0 | Rm | 73.94 | 0 | 0 | Rm | 73.94 | 0 | 0 | 0 | 22-23 | 0
50 | Supply and Fixing of ISI 25mm outer dia medium (1.80mm thickness) grade with IS:9537 part 3 regid PVC pipe with PVC | 40 | Rm | 89.61 | 3584 | 40 | Rm | 89.61 | 3584.4 | 0.4 | 0 | 22-23 | -0.4
58 | Labour for Grooves 2-3mm thick for PVC pipes | 0 | Rm | 64 | 0 | 0 | Rm | 64 | 0 | 0 | 0 | 22-23 | 0
51 | 200/18 SWG Module box w for 12 Module box | 3 | No | 245 | 735 | 3 | No | 245 | 735 | 0 | 0 | 22-23 | 0
52 | 200/18 SWG Module box w for 8 Module box | 2 | No | 203 | 406 | 2 | No | 203 | 406 | 0 | 0 | 22-23 | 0
59 | 200/18 SWG Module box w for 6 Module box | 0 | No | 155 | 0 | 0 | No | 155 | 0 | 0 | 0 | 22-23 | 0
60 | 200/18 SWG Module box w for 4 Module box | 0 | No | 114 | 0 | 0 | No | 114 | 0 | 0 | 0 | 22-23 | 0
167 | 200/18 SWG Module box w for 18 Module box | 0 | No | 400 | 0 | 0 | No | 400 | 0 | 0 | 0 | 22-23 | 0
53 | 200/18 SWG Module box w for 16 Module box | 3 | No | 359 | 1077 | 3 | No | 359 | 1077 | 0 | 0 | 22-23 | 0
20 | 200/18 SWG Module box w for 2 Module box | 0 | No | 68 | 0 | 0 | No | 68 | 0 | 0 | 0 | 22-23 | 0
54 | Wiring with run of 2 of 14/0.3mm (1.0 Sq.mm) FRLS / HFFR PVC insulated flexible ISI mark copper cable for light and tube point | 22 | Poi | 481.67 | 10597 | 22 | Poi | 481.67 | 10596.74 | 0 | 0.26 | 22-23 | 0.26
55 | Wiring with run of 2 of 14/0.3mm (1.0 Sq.mm) | 6 | Poi | 503.67 | 3022 | 6 | Poi | 503.67 | 3022.02 | 0.02 | 0 | 22-23 | -0.02
152 | Supply and Run of 1 of 14/0.3mm (1.00 Sq.mm) | 0 | Rm | 23.55 | 0 | 0 | Rm | 23.55 | 0 | 0 | 0 | 22-23 | 0
155 | Supply and Run of 2 of 22/0.3mm (1.50 Sq.mm) | 0 | Rm | 79.48 | 0 | 0 | Rm | 79.48 | 0 | 0 | 0 | 22-23 | 0
56 | Supply and Run of 2 of 36/0.3mm (2.50 Sq.mm) with Run 1 of 22/0.3mm(1.5Sqmm) FRLS / HFFR PVC insulated flexible ISI mark copper cable in existing pipe for run of mains inlcuding all labour charges etc., complete. | 40 | Rm | 83.3335 | 3333 | 40 | Rm | 83.3335 | 3333.34 | 0.34 | 0 | 22-23 | -0.34
155 | Supply and Run of 2 of 56/0.3mm (4.00 Sq.mm) | 0 | Rm | 126.65 | 0 | 0 | Rm | 126.65 | 0 | 0 | 0 | 22-23 | 0
158 | Supply and Run of 4 of 84/0.3mm (6.0 Sq.mm) | 0 | Rm | 64.563 | 0 | 0 | Rm | 64.563 | 0 | 0 | 0 | 22-23 | 0
57 | Supply of Cover frames for 12 module box | 3 | No | 209 | 627 | 3 | No | 209 | 627 | 0 | 0 | 22-23 | 0
58 | Supply of Cover frames for 8 module box | 2 | No | 171 | 342 | 2 | No | 171 | 342 | 0 | 0 | 22-23 | 0
66 | Supply of Cover frames for 6 module box | 0 | No | 132 | 0 | 0 | No | 132 | 0 | 0 | 0 | 22-23 | 0
67 | Supply of Cover frames for 4 module box | 0 | No | 88 | 0 | 0 | No | 88 | 0 | 0 | 0 | 22-23 | 0
59 | Supply of Cover frames for 18 module box | 3 | No | 297 | 891 | 3 | No | 297 | 891 | 0 | 0 | 22-23 | 0
24 | Supply of Cover frames for 2 module box | 0 | No | 66 | 0 | 0 | No | 66 | 0 | 0 | 0 | 22-23 | 0
60 | Supply and fixing of 6A 3/2 pin wall plug socket with 6A switch control on a common switch board | 11 | No | 125.735 | 1383 | 11 | No | 125.735 | 1383.09 | 0.09 | 0 | 22-23 | -0.09
165 | Supply and fixing of 16A 3/2 pin wall plug socket | 0 | No | 422.5 | 0 | 0 | No | 422.5 | 0 | 0 | 0 | 22-23 | 0
61 | Supply and fixing of 6A 2 pin wall plug socket | 3 | No | 119.735 | 359 | 3 | No | 119.735 | 359.21 | 0.21 | 0 | 22-23 | -0.21
166 | Supply and fixing of 6A flush type Neon Indicator. | 0 | No | 21 | 0 | 0 | No | 21 | 0 | 0 | 0 | 22-23 | 0
62 | Supply and fixing of ISI mark batten holder / angle holder on existing block, but with bulb including all connections etc., complete | 14 | No | 127.25 | 1782 | 14 | No | 127.25 | 1781.5 | 0 | 0.5 | 22-23 | 0.5
63 | Supply, Transportation and Fixing of 48" (1200mm) Sweep 5 Star rated Ceiling Fan all labour charges etc., complete. | 6 | No | 3312.185 | 19873 | 6 | No | 3312.185 | 19873.11 | 0.11 | 0 | 22-23 | -0.11
169 | S&F of ceiling fan | 0 | No | 2941.12 | 0 | 0 | No | 2941.12 | 0 | 0 | 0 | 22-23 | 0
171 | Fan regulator | 0 | No | 278 | 0 | 0 | No | 278 | 0 | 0 | 0 | 22-23 | 0
173 | Labour charges for fixing fan | 0 | No | 163.065 | 0 | 0 | No | 163.065 | 0 | 0 | 0 | 22-23 | 0
78 | steel tube down rod for ceiling fan | 0 | No | 161.5 | 0 | 0 | No | 161.5 | 0 | 0 | 0 | 22-23 | 0
64 | Fan hook | 0 | No | 227.41 | 0 | 0 | No | 227.41 | 0 | 0 | 0 | 22-23 | 0
64 | Supply and Transportation and fixing of 1200 mm length,Box type powder coatedtube light luminaire with necessary wiring suitable for fixing 2 Nos retrofit T8 LED tubes but without tube and choke | 8 | No | 399.94 | 3200 | 8 | No | 399.94 | 3199.52 | 0 | 0.48 | 22-23 | 0.48
199 | S&F of street 20 W light | 0 | No | 1822 | 0 | 0 | No | 1822 | 0 | 0 | 0 | 22-23 | 0
78 | Supply, transportation and fixing of 60Watt LED Street light Luminaire made of pressure | 0 | No | 5428 | 0 | 0 | No | 5428 | 0 | 0 | 0 | 22-23 | 0
65 | Supply and fixing SPN Distribution board with IP-20 protection suitable for single phase Earth Leakage Circute Braker (ELCB) | 1 | No | 3662 | 3662 | 1 | No | 3662 | 3662 | 0 | 0 | 22-23 | 0
81 | Light duty exhaust fan | 0 | No | 1634 | 0 | 0 | No | 1634 | 0 | 0 | 0 | 22-23 | 0
66 | Supply and fixing of 2 Nos of 32A, 240V Porcelain Rewirable Fuse Units | 1 | No | 1089.96 | 1090 | 1 | No | 1089.96 | 1089.96 | 0 | 0.04 | 22-23 | 0.04
81 | Providing independent earthling by excavating a pit to a depth of 2.25Mt in all soils, as per size specified | 0 | No | 4142.425 | 0 | 0 | No | 4142.425 | 0 | 0 | 0 | 22-23 | 0
67 | Painting, Lettering and Picturing to walls | 31.746 | Sqm | 630 | 20000 | 31.746 | Sqm | 630 | 19999.98 | 0 | 0.02 | 22-23 | 0.02
22 | provision for Navaratnalu logo | 0 |  |  | 0 |  |  |  | 0 | 0 | 0 |  | 0
68 | Provision for QC @0.5% |  |  |  | 1581 |  |  |  | 1581 | 0 | 0 |  | 0
69 | Provision for Seignorage charges |  |  |  | 18 |  |  |  | 18 | 0 | 0 |  | 0
70 | Unforseen items such as if any |  |  |  | 12299 |  |  |  |  | 0 | 12299 | - | 12299
|  | As per working estimate |  |  | 2080000 |  |  |  | 2066270.06 | 4.77 | 13734.71
|  | As per M.Book |  |  | 2066270.06 | [5 empty] | 4.77
| TOTAL | Difference in estimate |  |  | 13729.94 | [5 empty] | 13729.94
[7 empty] | Deputy Executive Engineer |  |  | Assistant Engineer
[7 empty] | PRI Sub Division |  |  | Mandal Praja parishad
[7 empty] | Kanigiri |  |  | Kanigiri

## R-1
BILL
Name of the Work: Providing Additional Space for Health Staff in Grama Sachivalayam of Baduguleru GP of Kanigiri Mandal
[5 empty] | Est Rs. | 20.80 Lakhs
|  | Quantity |  | Rate | Amount | Quantity | Amount | Quantity | Amount
1 | 2 | 3 |  | 4 | 5 | 6 | 7 | 8 | 9
| PART-A |  |  | 5: .00001
| Construction of Ground floor | [8 empty] | 19-20 | bar: 9
1 | Clearing light jungle | 0 | Sqm | 5.22 | 0 |  |  | 0 | 0 | 19-20
1 | Clearing light jungle | 0 | Sqm | 5.86 | 0 |  |  | 0 | 0 | 20-21
1 | Clearing light jungle | 0 | Sqm | 6.06 | 0 |  |  | 0 | 0 | 21-22
1 | Clearing light jungle | 0 | Sqm | 6.06 | 0 |  |  | 0 | 0 | 22-23
1 | Earthwork excavation | 71.97 | Cum | 124.24 | 8942 |  |  | 71.97 | 8942 | 19-20
2 | Earthwork excavation | 0 | Cum | 139.55 | 0 |  |  | 0 | 0 | 20-21
3 | Earthwork excavation | 0 | Cum | 144.26 | 0 |  |  | 0 | 0 | 21-22
35 | Earthwork excavation | 0 | Cum | 144.26 | 0 |  |  | 0 | 0 | 22-23
2 | PCC (1:4:8) for bed concrete | 20.59 | Cum | 3877.28 | 79833 |  |  | 20.59 | 79833 | 19-20
5 | PCC (1:4:8) for bed concrete | 0 | Cum | 4067.84 | 0 |  |  | 0 | 0 | 20-21
6 | PCC (1:4:8) for bed concrete | 0 | Cum | 4332.55 | 0 |  |  | 0 | 0 | 21-22
36 | PCC (1:4:8) for bed concrete | 0 | Cum | 4583.31 | 0 |  |  | 0 | 0 | 22-23
4 | PCC (1:5:10) for bed concrete | 0 | Cum | 3725 | 0 |  |  | 0 | 0 | 19-20
4 | PCC (1:5:10) for bed concrete | 0 | Cum | 3915.56 | 0 |  |  | 0 | 0 | 20-21
4 | PCC (1:5:10) for bed concrete | 0 | Cum | 4180.27 | 0 |  |  | 0 | 0 | 21-22
4 | PCC (1:5:10) for bed concrete | 0 | Cum | 4431.03 | 0 |  |  | 0 | 0 | 22-23
3 | Selected earth filling | 17.93 | Cum | 183 | 3281 |  |  | 17.93 | 3281 | 19-20
7 | Selected earth filling | 0 | Cum | 205.87 | 0 |  |  | 0 | 0 | 20-21
3 | Selected earth filling | 0 | Cum | 199.97 | 0 |  |  | 0 | 0 | 21-22
3 | Selected earth filling | 0 | Cum | 216.13 | 0 |  |  | 0 | 0 | 22-23
5 | Filling basement with Gravel | 0 | Cum | 210 | 0 |  |  | 0 | 0 | 19-20
5 | Filling basement with Gravel | 0 | Cum | 234.87 | 0 |  |  | 0 | 0 | 20-21
5 | Filling basement with Gravel | 0 | Cum | 253.22 | 0 |  |  | 0 | 0 | 21-22
5 | Filling basement with Gravel | 0 | Cum | 272.13 | 0 |  |  | 0 | 0 | 22-23
4 | Sand filling | 87.51 | Cum | 1271.5 | 111269 |  |  | 87.51 | 111269 | 19-20
4 | Sand filling | 0 | Cum | 1340.37 | 0 |  |  | 0 | 0 | 20-21
4 | Sand filling | 0 | Cum | 1528.72 | 0 |  |  | 0 | 0 | 21-22
4 | Sand filling | 0 | Cum | 1603.13 | 0 |  |  | 0 | 0 | 22-23
5 | Refilling with excavated soil | 47.3 | Cum | 228 | 10784 |  |  | 47.3 | 10784 | 19-20
4 | Refilling with excavated soil | 0 | Cum | 249.16 | 0 |  |  | 0 | 0 | 20-21
4 | Refilling with excavated soil | 0 | Cum | 265.36 | 0 |  |  | 0 | 0 | 21-22
4 | Refilling with excavated soil | 0 | Cum | 284.4 | 0 |  |  | 0 | 0 | 22-23
6 | VRCC M25 grade for column footings | 9.44 | Cum | 6979.88 | 65890 |  |  | 9.44 | 65890 | 19-20
5 | VRCC M25 grade for column footings | 0 | Cum | 7288.23 | 0 |  |  | 0 | 0 | 20-21
11 | VRCC M25 grade for column footings | 0 | Cum | 7685.43 | 0 |  |  | 0 | 0 | 21-22
5 | VRCC M25 grade for column footings | 0 | Cum | 8062.18 | 0 |  |  | 0 | 0 | 22-23
7 | ~do~ for pedastal concrete | 1.37 | Cum | 7392.88 | 10128 |  |  | 1.37 | 10128 | 19-20
6 | ~do~ for pedastal concrete | 0 | Cum | 7701.23 | 0 |  |  | 0 | 0 | 20-21
6 | ~do~ for pedastal concrete | 0 | Cum | 8124.43 | 0 |  |  | 0 | 0 | 21-22
6 | ~do~ for pedastal concrete | 0 | Cum | 8501.18 | 0 |  |  | 0 | 0 | 22-23
8 | ~do~ for columns | 5.64 | Cum | 9116.88 | 51419 |  |  | 5.64 | 51419 | 19-20
7 | ~do~ for columns | 0 | Cum | 9466.93 | 0 |  |  | 0 | 0 | 20-21
7 | ~do~ for columns | 0 | Cum | 10004.82 | 0 |  |  | 0 | 0 | 21-22
7 | ~do~ for columns | 0 | Cum | 10417.6 | 0 |  |  | 0 | 0 | 22-23
9 | ~do~ for Plinth beam | 6.15 | Cum | 8971.88 | 55177 |  |  | 6.15 | 55177 | 19-20
8 | ~do~ for Plinth beam | 0 | Cum | 9280.23 | 0 |  |  | 0 | 0 | 20-21
8 | ~do~ for Plinth beam | 0 | Cum | 9785.43 | 0 |  |  | 0 | 0 | 21-22
8 | ~do~ for Plinth beam | 0 | Cum | 10162.18 | 0 |  |  | 0 | 0 | 22-23
10 | ~do~ for Roof beams | 6.94 | Cum | 8954.36 | 62143 |  |  | 6.94 | 62143 | 19-20
15 | ~do~ for Roof beams | 0 | Cum | 9169.52 | 0 |  |  | 0 | 0 | 20-21
9 | ~do~ for Roof beams | 0 | Cum | 9635.33 | 0 |  |  | 0 | 0 | 21-22
9 | ~do~ for Roof beams | 0 | Cum | 9921.19 | 0 |  |  | 0 | 0 | 22-23
11 | ~do~ for Slab 125mm | 118.09 | Sqm | 1071.8 | 126569 |  |  | 118.09 | 126569 | 19-20
16 | ~do~ for Slab 125mm | 0 | Sqm | 1109.69 | 0 |  |  | 0 | 0 | 20-21
10 | ~do~ for Slab 125mm | 0 | Sqm | 1166.67 | 0 |  |  | 0 | 0 | 21-22
10 | ~do~ for Slab 125mm | 0 | Sqm | 1202.4 | 0 |  |  | 0 | 0 | 22-23
12 | ~do~ for Slab 150mm | 0 | Sqm | 1195.95 | 0 |  |  | 0 | 0 | 19-20
11 | ~do~ for Slab 150mm | 0 | Sqm | 1239.23 | 0 |  |  | 0 | 0 | 20-21
11 | ~do~ for Slab 150mm | 0 | Sqm | 1302.4 | 0 |  |  | 0 | 0 | 21-22
11 | ~do~ for Slab 150mm | 0 | Sqm | 1345.28 | 0 |  |  | 0 | 0 | 22-23
12 | ~do~ for Slab 100mm | 22.14 | Sqm | 947.64 | 20981 |  |  | 22.14 | 20981 | 19-20
17 | ~do~ for Slab 100mm | 0 | Sqm | 980.15 | 0 |  |  | 0 | 0 | 20-21
11 | ~do~ for Slab 100mm | 0 | Sqm | 1030.93 | 0 |  |  | 0 | 0 | 21-22
11 | ~do~ for Slab 100mm | 0 | Sqm | 1059.52 | 0 |  |  | 0 | 0 | 22-23
11 | ~do~ for Slab 50mm | 0 | Sqm | 471.03 | 0 |  |  | 0 | 0 | 19-20
11 | ~do~ for Slab 50mm | 0 | Sqm | 487.1 | 0 |  |  | 0 | 0 | 20-21
11 | ~do~ for Slab 50mm | 0 | Sqm | 512.26 | 0 |  |  | 0 | 0 | 21-22
11 | ~do~ for Slab 50mm | 0 | Sqm | 526.3 | 0 |  |  | 0 | 0 | 22-23
15 | ~do~ for Slab 25mm | 0 | Sqm | 348.26 | 0 |  |  | 0 | 0 | 19-20
15 | ~do~ for Slab 25mm | 0 | Sqm | 359.05 | 0 |  |  | 0 | 0 | 20-21
15 | ~do~ for Slab 25mm | 0 | Sqm | 378.13 | 0 |  |  | 0 | 0 | 21-22
15 | ~do~ for Slab 25mm | 0 | Sqm | 385.15 | 0 |  |  | 0 | 0 | 22-23
13 | ~do~ for Lintels | 1.21 | Cum | 9288.88 | 11240 |  |  | 1.21 | 11240 | 19-20
18 | ~do~ for Lintels | 0 | Cum | 9638.93 | 0 |  |  | 0 | 0 | 20-21
22 | ~do~ for Lintels | 0 | Cum | 10171.82 | 0 |  |  | 0 | 0 | 21-22
13 | ~do~ for Lintels | 0 | Cum | 10584.6 | 0 |  |  | 0 | 0 | 22-23
14 | ~do~ for Sunshades | 7.5 | Rm | 474.84 | 3561 |  |  | 7.5 | 3561 | 19-20
19 | ~do~ for Sunshades | 0 | Rm | 482.91 | 0 |  |  | 0 | 0 | 20-21
23 | ~do~ for Sunshades | 0 | Rm | 507.8 | 0 |  |  | 0 | 0 | 21-22
14 | ~do~ for Sunshades | 0 | Rm | 518.52 | 0 |  |  | 0 | 0 | 22-23
15 | impervious coat-12mm | 0 | Sqm | 259.97 | 0 |  |  | 0 | 0 | 19-20
20 | impervious coat-12mm | 0 | Sqm | 280.03 | 0 |  |  | 0 | 0 | 20-21
33 | impervious coat-12mm | 0 | Sqm | 297.22 | 0 |  |  | 0 | 0 | 21-22
33 | impervious coat-12mm | 0 | Sqm | 315.69 | 0 |  |  | 0 | 0 | 22-23
14 | impervious coat-20mm | 0 | Sqm | 330.39 | 0 |  |  | 0 | 0 | 19-20
14 | impervious coat-20mm | 0 | Sqm | 357.62 | 0 |  |  | 0 | 0 | 20-21
14 | impervious coat-20mm | 0 | Sqm | 380.75 | 0 |  |  | 0 | 0 | 21-22
14 | impervious coat-20mm | 0 | Sqm | 405.78 | 0 |  |  | 0 | 0 | 22-23
15 | PCC M25 for Steps | 0 | Cum | 4946.17 | 0 |  |  | 0 | 0 | 19-20
14 | PCC M25 for Steps | 0 | Cum | 5115.52 | 0 |  |  | 0 | 0 | 20-21
14 | PCC M25 for Steps | 0 | Cum | 5349.07 | 0 |  |  | 0 | 0 | 21-22
14 | PCC M25 for Steps | 0 | Cum | 5601.67 | 0 |  |  | 0 | 0 | 22-23
15 | RR Masonary in CM (1:6) | 0 | Cum | 3154.94 | 0 |  |  | 0 | 0 | 19-20
15 | RR Masonary in CM (1:6) | 0 | Cum | 3350.54 | 0 |  |  | 0 | 0 | 20-21
15 | RR Masonary in CM (1:6) | 0 | Cum | 3615.16 | 0 |  |  | 0 | 0 | 21-22
15 | RR Masonary in CM (1:6) | 0 | Cum | 3828.35 | 0 |  |  | 0 | 0 | 22-23
15 | BM in CM (1:8) | 22.57 | Cum | 5588.95 | 126143 |  |  | 22.57 | 126143 | 19-20
22 | BM in CM (1:8) | 0 | Cum | 5751.77 | 0 |  |  | 0 | 0 | 20-21
23 | BM in CM (1:8) | 0 | Cum | 6154.11 | 0 |  |  | 0 | 0 | 21-22
37 | BM in CM (1:8) | 0 | Cum | 6869.83 | 0 |  |  | 0 | 0 | 22-23
16 | BM in CM (1:6) | 17.52 | Cum | 5645.35 | 98907 |  |  | 17.52 | 98907 | 19-20
24 | BM in CM (1:6) | 0 | Cum | 5808.17 | 0 |  |  | 0 | 0 | 20-21
22 | BM in CM (1:6) | 0 | Cum | 6210.51 | 0 |  |  | 0 | 0 | 21-22
17 | BM in CM (1:6) | 0 | Cum | 6926.23 | 0 |  |  | 0 | 0 | 22-23
17 | RBM in CM (1:4) | 78.33 | Sqm | 710.66 | 55666 |  |  | 78.33 | 55666 | 19-20
25 | RBM in CM (1:4) | 0 | Sqm | 732.88 | 0 |  |  | 0 | 0 | 20-21
26 | RBM in CM (1:4) | 0 | Sqm | 782.58 | 0 |  |  | 0 | 0 | 21-22
18 | RBM in CM (1:4) | 0 | Sqm | 865.32 | 0 |  |  | 0 | 0 | 22-23
18 | Fly ash cement bricks | 0 | Sqm | 5224.74 | 0 |  |  | 0 | 0 | 19-20
18 | Fly ash cement bricks | 0 | Sqm | 5403.93 | 0 |  |  | 0 | 0 | 20-21
18 | Fly ash cement bricks | 0 | Sqm | 5899.35 | 0 |  |  | 0 | 0 | 21-22
18 | Fly ash cement bricks | 0 | Sqm | 6281.37 | 0 |  |  | 0 | 0 | 22-23
17 | RCM drop wall | 0 | Sqm | 1815.79 | 0 |  |  | 0 | 0 | 19-20
16 | RCM drop wall | 0 | Sqm | 1966.77 | 0 |  |  | 0 | 0 | 20-21
24 | RCM drop wall | 0 | Sqm | 2093.16 | 0 |  |  | 0 | 0 | 21-22
16 | RCM drop wall | 0 | Sqm | 2232.97 | 0 |  |  | 0 | 0 | 22-23
18 | Ornamental Plastering | 134.56 | Sqm | 264.94 | 35650 |  |  | 134.56 | 35650 | 19-20
26 | Ornamental Plastering | 0 | Sqm | 284 | 0 |  |  | 0 | 0 | 20-21
25 | Ornamental Plastering | 0 | Sqm | 300.93 | 0 |  |  | 0 | 0 | 21-22
39 | Ornamental Plastering | 0 | Sqm | 318.2 | 0 |  |  | 0 | 0 | 22-23
46 | Plastering 12mm thick 1 coat | 0 | Sqm | 242.02 | 0 |  |  | 0 | 0 | 19-20
46 | Plastering 12mm thick 1 coat | 0 | Sqm | 261.07 | 0 |  |  | 0 | 0 | 20-21
27 | Plastering 12mm thick 1 coat | 0 | Sqm | 277.43 | 0 |  |  | 0 | 0 | 21-22
46 | Plastering 12mm thick 1 coat | 0 | Sqm | 294.71 | 0 |  |  | 0 | 0 | 22-23
20 | Plastering 20mm thick 1 coat | 0 | Sqm | 259.87 | 0 |  |  | 0 | 0 | 19-20
18 | Plastering 20mm thick 1 coat | 0 | Sqm | 279.49 | 0 |  |  | 0 | 0 | 20-21
18 | Plastering 20mm thick 1 coat | 0 | Sqm | 297.13 | 0 |  |  | 0 | 0 | 21-22
18 | Plastering 20mm thick 1 coat | 0 | Sqm | 314.9 | 0 |  |  | 0 | 0 | 22-23
19 | Plastering 12mm thick 2 coats | 263.18 | Sqm | 317.8 | 83639 |  |  | 263.18 | 83639 | 19-20
28 | Plastering 12mm thick 2 coats | 0 | Sqm | 343.65 | 0 |  |  | 0 | 0 | 20-21
26 | Plastering 12mm thick 2 coats | 0 | Sqm | 364.75 | 0 |  |  | 0 | 0 | 21-22
40 | Plastering 12mm thick 2 coats | 0 | Sqm | 388.21 | 0 |  |  | 0 | 0 | 22-23
20 | Plastering 20mm thick 2 coats | 125.81 | Sqm | 331.15 | 41662 |  |  | 125.81 | 41662 | 19-20
29 | Plastering 20mm thick 2 coats | 0 | Sqm | 357.58 | 0 |  |  | 0 | 0 | 20-21
27 | Plastering 20mm thick 2 coats | 0 | Sqm | 380.06 | 0 |  |  | 0 | 0 | 21-22
20 | Plastering 20mm thick 2 coats | 0 | Sqm | 404.02 | 0 |  |  | 0 | 0 | 22-23
42 | Flooring with vitrified tiles | 0 | Sqm | 991.04 | 0 |  |  | 0 | 0 | 19-20
21 | Flooring with vitrified tiles | 0 | Sqm | 1019.43 | 0 |  |  | 0 | 0 | 20-21
42 | Flooring with vitrified tiles | 0 | Sqm | 1041.26 | 0 |  |  | 0 | 0 | 21-22
22 | Flooring with vitrified tiles | 0 | Sqm | 1067.36 | 0 |  |  | 0 | 0 | 22-23
43 | ~do~ for skirting | 0 | Sqm | 986.97 | 0 |  |  | 0 | 0 | 19-20
22 | ~do~ for skirting | 0 | Sqm | 1015.1 | 0 |  |  | 0 | 0 | 20-21
43 | ~do~ for skirting | 0 | Sqm | 1036.32 | 0 |  |  | 0 | 0 | 21-22
23 | ~do~ for skirting | 0 | Sqm | 1062.03 | 0 |  |  | 0 | 0 | 22-23
21 | Flooring with Granite stones | 0 | sqm | 2828.1 | 0 |  |  | 0 | 0 | 19-20
25 | Flooring with Granite stones | 0 | sqm | 2886.61 | 0 |  |  | 0 | 0 | 20-21
44 | Flooring with Granite stones | 0 | sqm | 2942.62 | 0 |  |  | 0 | 0 | 21-22
21 | Flooring with Granite stones | 87.66 | sqm | 3115.07 | 273067 |  |  | 87.66 | 273067 | 22-23
22 | ~do~ for skirting | 0 | Sqm | 2667.63 | 0 |  |  | 0 | 0 | 19-20
27 | ~do~ for skirting | 0 | Sqm | 2708.07 | 0 |  |  | 0 | 0 | 20-21
45 | ~do~ for skirting | 0 | Sqm | 2747.34 | 0 |  |  | 0 | 0 | 21-22
22 | ~do~ for skirting | 6.73 | Sqm | 2905.43 | 19554 |  |  | 6.73 | 19554 | 22-23
42 | Flooring with Terrazo tiles | 0 | Sqm | 605.58 | 0 |  |  | 0 | 0 | 19-20
23 | Flooring with Terrazo tiles | 0 | Sqm | 646.33 | 0 |  |  | 0 | 0 | 20-21
42 | Flooring with Terrazo tiles | 0 | Sqm | 653.95 | 0 |  |  | 0 | 0 | 21-22
42 | Flooring with Terrazo tiles | 0 | Sqm | 744.7 | 0 |  |  | 0 | 0 | 22-23
43 | ~do~ for skirting | 0 | Sqm | 623.67 | 0 |  |  | 0 | 0 | 19-20
24 | ~do~ for skirting | 0 | Sqm | 651.8 | 0 |  |  | 0 | 0 | 20-21
43 | ~do~ for skirting | 0 | Sqm | 673.02 | 0 |  |  | 0 | 0 | 21-22
43 | ~do~ for skirting | 0 | Sqm | 750.18 | 0 |  |  | 0 | 0 | 22-23
53 | Ceramic non skid tiles | 0 | Sqm | 726.78 | 0 |  |  | 0 | 0 | 19-20
26 | Ceramic non skid tiles | 0 | Sqm | 754.91 | 0 |  |  | 0 | 0 | 20-21
53 | Ceramic non skid tiles | 0 | Sqm | 776.13 | 0 |  |  | 0 | 0 | 21-22
23 | Ceramic non skid tiles | 4.2 | Sqm | 801.83 | 3368 |  |  | 4.2 | 3368 | 22-23
25 | ~do~ for skirting | 0 | Sqm | 487.61 | 0 |  |  | 0 | 0 | 19-20
25 | ~do~ for skirting | 0 | Sqm | 496.21 | 0 |  |  | 0 | 0 | 20-21
25 | ~do~ for skirting | 0 | Sqm | 503.67 | 0 |  |  | 0 | 0 | 21-22
24 | ~do~ for skirting | 17.67 | Sqm | 518.15 | 9156 |  |  | 17.67 | 9156 | 22-23
23 | Pressed floor tiles | 0 | Sqm | 911.63 | 0 |  |  | 0 | 0 | 19-20
24 | Pressed floor tiles | 0 | Sqm | 950.67 | 0 |  |  | 0 | 0 | 20-21
30 | Pressed floor tiles | 0 | Sqm | 981.79 | 0 |  |  | 0 | 0 | 21-22
24 | Pressed floor tiles | 0 | Sqm | 1017.93 | 0 |  |  | 0 | 0 | 22-23
44 | White washing one coat | 0 | Sqm | 19.87 | 0 |  |  | 0 | 0 | 19-20
44 | White washing one coat | 0 | Sqm | 21.19 | 0 |  |  | 0 | 0 | 20-21
44 | White washing one coat | 0 | Sqm | 22.35 | 0 |  |  | 0 | 0 | 21-22
44 | White washing one coat | 0 | Sqm | 24.05 | 0 |  |  | 0 | 0 | 22-23
24 | Wall putty for internal walls | 0 | Sqm | 148.07 | 0 |  |  | 0 | 0 | 19-20
31 | Wall putty for internal walls | 0 | Sqm | 155.29 | 0 |  |  | 0 | 0 | 20-21
29 | Wall putty for internal walls | 0 | Sqm | 160.76 | 0 |  |  | 0 | 0 | 21-22
25 | Wall putty for internal walls | 249.18 | Sqm | 173.73 | 43290 |  |  | 249.18 | 43290 | 22-23
25 | Emulsion for internal walls | 0 | Sqm | 122.02 | 0 |  |  | 0 | 0 | 19-20
32 | Emulsion for internal walls | 0 | Sqm | 129.35 | 0 |  |  | 0 | 0 | 20-21
30 | Emulsion for internal walls | 0 | Sqm | 134.97 | 0 |  |  | 0 | 0 | 21-22
27 | Emulsion for internal walls | 0 | Sqm | 146.82 | 0 |  |  | 0 | 0 | 22-23
26 | Emulsion for external walls | 0 | Sqm | 166.22 | 0 |  |  | 0 | 0 | 19-20
33 | Emulsion for external walls | 0 | Sqm | 177.63 | 0 |  |  | 0 | 0 | 20-21
31 | Emulsion for external walls | 0 | Sqm | 186.27 | 0 |  |  | 0 | 0 | 21-22
26 | Emulsion for external walls | 0 | Sqm | 200.84 | 0 |  |  | 0 | 0 | 22-23
28 | Poly-Urethane Water Proof Polish | 0 | Sqm | 786.87 | 0 |  |  | 0 | 0 | 19-20
28 | Poly-Urethane Water Proof Polish | 0 | Sqm | 849.67 | 0 |  |  | 0 | 0 | 20-21
28 | Poly-Urethane Water Proof Polish | 0 | Sqm | 897.27 | 0 |  |  | 0 | 0 | 21-22
28 | Poly-Urethane Water Proof Polish | 0 | Sqm | 968.78 | 0 |  |  | 0 | 0 | 22-23
49 | Rolling shutter to Godown | 0 | Sqm | 3198 | 0 |  |  | 0 | 0 | 19-20
30 | Rolling shutter to Godown | 0 | Sqm | 3198 | 0 |  |  | 0 | 0 | 20-21
49 | Rolling shutter to Godown | 0 | Sqm | 3500 | 0 |  |  | 0 | 0 | 21-22
28 | Rolling shutter to Godown | 0 | Sqm | 4025 | 0 |  |  | 0 | 0 | 22-23
29 | Painting with Synthatic Enamil paint | 0 | Sqm | 172.75 | 0 |  |  | 0 | 0 | 19-20
29 | Painting with Synthatic Enamil paint | 0 | Sqm | 132.55 | 0 |  |  | 0 | 0 | 20-21
29 | Painting with Synthatic Enamil paint | 0 | Sqm | 137.6 | 0 |  |  | 0 | 0 | 21-22
27 | Painting with Synthatic Enamil paint | 0 | Sqm | 149.86 | 0 |  |  | 0 | 0 | 22-23
30 | Precasted floor tiles | 0 | Sqm | 489 | 0 |  |  | 0 | 0 | 19-20
31 | Precasted floor tiles | 0 | Sqm | 489 | 0 |  |  | 0 | 0 | 20-21
32 | Precasted floor tiles | 0 | Sqm | 510 | 0 |  |  | 0 | 0 | 21-22
33 | Precasted floor tiles | 0 | Sqm | 610 | 0 |  |  | 0 | 0 | 22-23
34 | Gronolithic concrete | 0 | Sqm | 288.71 | 0 |  |  | 0 | 0 | 19-20
35 | Gronolithic concrete | 0 | Sqm | 309.07 | 0 |  |  | 0 | 0 | 20-21
66 | Gronolithic concrete | 0 | Sqm | 325.58 | 0 |  |  | 0 | 0 | 21-22
36 | Gronolithic concrete | 0 | Sqm | 345.47 | 0 |  |  | 0 | 0 | 22-23
37 | Painting cartoon on walls | 0 | Sqm | 630 | 0 |  |  | 0 | 0 | 19-20
38 | Painting cartoon on walls | 0 | Sqm | 630 | 0 |  |  | 0 | 0 | 20-21
39 | Painting cartoon on walls | 0 | Sqm | 630 | 0 |  |  | 0 | 0 | 21-22
32 | Painting cartoon on walls | 0 | Sqm | 630 | 0 |  |  | 0 | 0 | 22-23
32 | 1200mm dia rcc hume rings | 0 | No | 666.66 | 0 |  |  | 0 | 0 | 19-20
32 | 1200mm dia rcc hume rings | 0 | No | 666.66 | 0 |  |  | 0 | 0 | 20-21
32 | 1200mm dia rcc hume rings | 0 | No | 733.33 | 0 |  |  | 0 | 0 | 21-22
28 | 1200mm dia rcc hume rings | 0 | No | 808 | 0 |  |  | 0 | 0 | 22-23
32 | 900mm dia rcc hume rings | 0 | No | 500 | 0 |  |  | 0 | 0 | 19-20
32 | 900mm dia rcc hume rings | 0 | No | 500 | 0 |  |  | 0 | 0 | 20-21
32 | 900mm dia rcc hume rings | 0 | No | 550 | 0 |  |  | 0 | 0 | 21-22
32 | 900mm dia rcc hume rings | 0 | No | 606 | 0 |  |  | 0 | 0 | 22-23
50 | Precasted hume ring slab | 0 | No | 130 | 0 |  |  | 0 | 0 | 19-20
50 | Precasted hume ring slab | 0 | No | 130 | 0 |  |  | 0 | 0 | 20-21
50 | Precasted hume ring slab | 0 | No | 143 | 0 |  |  | 0 | 0 | 21-22
29 | Precasted hume ring slab | 0 | No | 157 | 0 |  |  | 0 | 0 | 22-23
26 | Cost of steel | 4.25 | MT | 62198.5 | 264344 |  |  | 4.25 | 264344 | 19-20
35 | Cost of steel | 0 | MT | 62385 | 0 |  |  | 0 | 0 | 20-21
38 | Cost of steel | 0 | MT | 79809.5 | 0 |  |  | 0 | 0 | 21-22
22 | Cost of steel | 0 | MT | 92466 | 0 |  |  | 0 | 0 | 22-23
| Construction of First Floor |  |  | 5: 0; 8: 0; 9: 0 | 19-20
30 | VRCC M25 grade for Columns | 0 | Cum | 9806.81 | 0 |  |  | 0 | 0 | 19-20
31 | VRCC M25 grade for Columns | 0 | Cum | 10177.17 | 0 |  |  | 0 | 0 | 20-21
31 | VRCC M25 grade for Columns | 0 | Cum | 10761.36 | 0 |  |  | 0 | 0 | 21-22
31 | VRCC M25 grade for Columns | 0 | Cum | 11192.01 | 0 |  |  | 0 | 0 | 22-23
31 | ~do~ for Beams | 0 | Cum | 9468.13 | 0 |  |  | 0 | 0 | 19-20
34 | ~do~ for Beams | 0 | Cum | 9694.16 | 0 |  |  | 0 | 0 | 20-21
32 | ~do~ for Beams | 0 | Cum | 10194.73 | 0 |  |  | 0 | 0 | 21-22
32 | ~do~ for Beams | 0 | Cum | 10490.18 | 0 |  |  | 0 | 0 | 22-23
32 | ~do~ for Slab 125mm | 0 | Sqm | 1231.97 | 0 |  |  | 0 | 0 | 19-20
35 | ~do~ for Slab 125mm | 0 | Sqm | 1269.73 | 0 |  |  | 0 | 0 | 20-21
33 | ~do~ for Slab 125mm | 0 | Sqm | 1350.57 | 0 |  |  | 0 | 0 | 21-22
33 | ~do~ for Slab 125mm | 0 | Sqm | 1395.89 | 0 |  |  | 0 | 0 | 22-23
26 | ~do~ for Slab 100mm | 0 | Sqm | 1107.81 | 0 |  |  | 0 | 0 | 19-20
26 | ~do~ for Slab 100mm | 0 | Sqm | 1140.19 | 0 |  |  | 0 | 0 | 20-21
26 | ~do~ for Slab 100mm | 0 | Sqm | 1214.83 | 0 |  |  | 0 | 0 | 21-22
26 | ~do~ for Slab 100mm | 0 | Sqm | 1253.01 | 0 |  |  | 0 | 0 | 22-23
33 | ~do~ for Slab 150mm | 0 | Sqm | 1356.12 | 0 |  |  | 0 | 0 | 19-20
36 | ~do~ for Slab 150mm | 0 | Sqm | 1399.27 | 0 |  |  | 0 | 0 | 20-21
34 | ~do~ for Slab 150mm | 0 | Sqm | 1486.3 | 0 |  |  | 0 | 0 | 21-22
34 | ~do~ for Slab 150mm | 0 | Sqm | 1538.77 | 0 |  |  | 0 | 0 | 22-23
58 | ~do~ for Slab 50mm | 0 | Sqm | 608.35 | 0 |  |  | 0 | 0 | 19-20
58 | ~do~ for Slab 50mm | 0 | Sqm | 629.79 | 0 |  |  | 0 | 0 | 20-21
58 | ~do~ for Slab 50mm | 0 | Sqm | 670.91 | 0 |  |  | 0 | 0 | 21-22
58 | ~do~ for Slab 50mm | 0 | Sqm | 694.54 | 0 |  |  | 0 | 0 | 22-23
58 | ~do~ for Slab 25mm | 0 | Sqm | 485.58 | 0 |  |  | 0 | 0 | 19-20
58 | ~do~ for Slab 25mm | 0 | Sqm | 501.74 | 0 |  |  | 0 | 0 | 20-21
58 | ~do~ for Slab 25mm | 0 | Sqm | 536.78 | 0 |  |  | 0 | 0 | 21-22
58 | ~do~ for Slab 25mm | 0 | Sqm | 553.39 | 0 |  |  | 0 | 0 | 22-23
34 | ~do~ for Lintels | 0 | Cum | 9842.01 | 0 |  |  | 0 | 0 | 19-20
37 | ~do~ for Lintels | 0 | Cum | 10212.37 | 0 |  |  | 0 | 0 | 20-21
39 | ~do~ for Lintels | 0 | Cum | 10781.86 | 0 |  |  | 0 | 0 | 21-22
39 | ~do~ for Lintels | 0 | Cum | 11212.51 | 0 |  |  | 0 | 0 | 22-23
35 | ~do~ for Sunshades | 0 | Rm | 568.35 | 0 |  |  | 0 | 0 | 19-20
38 | ~do~ for Sunshades | 0 | Rm | 582.94 | 0 |  |  | 0 | 0 | 20-21
40 | ~do~ for Sunshades | 0 | Rm | 613.88 | 0 |  |  | 0 | 0 | 21-22
40 | ~do~ for Sunshades | 0 | Rm | 630.35 | 0 |  |  | 0 | 0 | 22-23
40 | impervious coat -12mm | 0 | Sqm | 278.81 | 0 |  |  | 0 | 0 | 19-20
39 | impervious coat -12mm | 0 | Sqm | 300.63 | 0 |  |  | 0 | 0 | 20-21
38 | impervious coat -12mm | 0 | Sqm | 319.08 | 0 |  |  | 0 | 0 | 21-22
38 | impervious coat -12mm | 0 | Sqm | 339.16 | 0 |  |  | 0 | 0 | 22-23
61 | impervious coat -20mm | 0 | Sqm | 356.32 | 0 |  |  | 0 | 0 | 19-20
61 | impervious coat -20mm | 0 | Sqm | 385.97 | 0 |  |  | 0 | 0 | 20-21
61 | impervious coat -20mm | 0 | Sqm | 410.82 | 0 |  |  | 0 | 0 | 21-22
61 | impervious coat -20mm | 0 | Sqm | 438.06 | 0 |  |  | 0 | 0 | 22-23
36 | BM in CM (1:6) | 0 | Cum | 5961.27 | 0 |  |  | 0 | 0 | 19-20
40 | BM in CM (1:6) | 0 | Cum | 6135.09 | 0 |  |  | 0 | 0 | 20-21
41 | BM in CM (1:6) | 0 | Cum | 6558.3 | 0 |  |  | 0 | 0 | 21-22
41 | BM in CM (1:6) | 0 | Cum | 7283.96 | 0 |  |  | 0 | 0 | 22-23
30 | BM in CM (1:8) | 0 | Cum | 5904.87 | 0 |  |  | 0 | 0 | 19-20
30 | BM in CM (1:8) | 0 | Cum | 6078.69 | 0 |  |  | 0 | 0 | 20-21
30 | BM in CM (1:8) | 0 | Cum | 6501.9 | 0 |  |  | 0 | 0 | 21-22
30 | BM in CM (1:8) | 0 | Cum | 7227.56 | 0 |  |  | 0 | 0 | 22-23
37 | RBM in CM (1:6) | 0 | Sqm | 767.73 | 0 |  |  | 0 | 0 | 19-20
41 | RBM in CM (1:6) | 0 | Sqm | 791.59 | 0 |  |  | 0 | 0 | 20-21
42 | RBM in CM (1:6) | 0 | Sqm | 845.07 | 0 |  |  | 0 | 0 | 21-22
42 | RBM in CM (1:6) | 0 | Sqm | 929.28 | 0 |  |  | 0 | 0 | 22-23
22 | Fly ash cement bricks | 0 | Sqm | 5604.44 | 0 |  |  | 0 | 0 | 19-20
22 | Fly ash cement bricks | 0 | Sqm | 5800.61 | 0 |  |  | 0 | 0 | 20-21
22 | Fly ash cement bricks | 0 | Sqm | 6321.16 | 0 |  |  | 0 | 0 | 21-22
22 | Fly ash cement bricks | 0 | Sqm | 6718.55 | 0 |  |  | 0 | 0 | 22-23
23 | RCM drop wall | 0 | Sqm | 1906.95 | 0 |  |  | 0 | 0 | 19-20
23 | RCM drop wall | 0 | Sqm | 2066.33 | 0 |  |  | 0 | 0 | 20-21
23 | RCM drop wall | 0 | Sqm | 2199.03 | 0 |  |  | 0 | 0 | 21-22
23 | RCM drop wall | 0 | Sqm | 2346.34 | 0 |  |  | 0 | 0 | 22-23
38 | Ornamental Plastering | 0 | Sqm | 292.7 | 0 |  |  | 0 | 0 | 19-20
42 | Ornamental Plastering | 0 | Sqm | 313.52 | 0 |  |  | 0 | 0 | 20-21
50 | Ornamental Plastering | 0 | Sqm | 332.3 | 0 |  |  | 0 | 0 | 21-22
50 | Ornamental Plastering | 0 | Sqm | 351.17 | 0 |  |  | 0 | 0 | 22-23
33 | Plastering 12mm thick 1 coat | 0 | Sqm | 265.42 | 0 |  |  | 0 | 0 | 19-20
33 | Plastering 12mm thick 1 coat | 0 | Sqm | 286.25 | 0 |  |  | 0 | 0 | 20-21
33 | Plastering 12mm thick 1 coat | 0 | Sqm | 304.16 | 0 |  |  | 0 | 0 | 21-22
33 | Plastering 12mm thick 1 coat | 0 | Sqm | 323.04 | 0 |  |  | 0 | 0 | 22-23
34 | Plastering 20mm thick 1 coat | 0 | Sqm | 283.28 | 0 |  |  | 0 | 0 | 19-20
34 | Plastering 20mm thick 1 coat | 0 | Sqm | 304.66 | 0 |  |  | 0 | 0 | 20-21
34 | Plastering 20mm thick 1 coat | 0 | Sqm | 323.85 | 0 |  |  | 0 | 0 | 21-22
34 | Plastering 20mm thick 1 coat | 0 | Sqm | 343.23 | 0 |  |  | 0 | 0 | 22-23
39 | Plastering 12mm thick 2 coats | 0 | Sqm | 348.66 | 0 |  |  | 0 | 0 | 19-20
43 | Plastering 12mm thick 2 coats | 0 | Sqm | 376.98 | 0 |  |  | 0 | 0 | 20-21
51 | Plastering 12mm thick 2 coats | 0 | Sqm | 400.13 | 0 |  |  | 0 | 0 | 21-22
51 | Plastering 12mm thick 2 coats | 0 | Sqm | 425.82 | 0 |  |  | 0 | 0 | 22-23
40 | Plastering 20mm thick 2 coats | 0 | Sqm | 362.01 | 0 |  |  | 0 | 0 | 19-20
44 | Plastering 20mm thick 2 coats | 0 | Sqm | 390.9 | 0 |  |  | 0 | 0 | 20-21
52 | Plastering 20mm thick 2 coats | 0 | Sqm | 415.44 | 0 |  |  | 0 | 0 | 21-22
39 | Plastering 20mm thick 2 coats | 0 | Sqm | 441.63 | 0 |  |  | 0 | 0 | 22-23
42 | PCC M30 for Steps | 0 | Cum | 5049.21 | 0 |  |  | 0 | 0 | 19-20
42 | PCC M30 for Steps | 0 | Cum | 5224.62 | 0 |  |  | 0 | 0 | 20-21
42 | PCC M30 for Steps | 0 | Cum | 5464.2 | 0 |  |  | 0 | 0 | 21-22
42 | PCC M30 for Steps | 0 | Cum | 5722.81 | 0 |  |  | 0 | 0 | 22-23
53 | Flooring with vitrified tiles | 0 | Sqm | 1020.01 | 0 |  |  | 0 | 0 | 19-20
45 | Flooring with vitrified tiles | 0 | Sqm | 1051.09 | 0 |  |  | 0 | 0 | 20-21
53 | Flooring with vitrified tiles | 0 | Sqm | 1074.81 | 0 |  |  | 0 | 0 | 21-22
53 | Flooring with vitrified tiles | 0 | Sqm | 1103.39 | 0 |  |  | 0 | 0 | 22-23
54 | ~do~ for skirting | 0 | Sqm | 1015.94 | 0 |  |  | 0 | 0 | 19-20
46 | ~do~ for skirting | 0 | Sqm | 1046.76 | 0 |  |  | 0 | 0 | 20-21
54 | ~do~ for skirting | 0 | Sqm | 1069.87 | 0 |  |  | 0 | 0 | 21-22
54 | ~do~ for skirting | 0 | Sqm | 1098.05 | 0 |  |  | 0 | 0 | 22-23
55 | Flooring with Granite stones | 0 | sqm | 2881.3 | 0 |  |  | 0 | 0 | 19-20
47 | Flooring with Granite stones | 0 | sqm | 2944.91 | 0 |  |  | 0 | 0 | 20-21
55 | Flooring with Granite stones | 0 | sqm | 3004.62 | 0 |  |  | 0 | 0 | 21-22
41 | Flooring with Granite stones | 0 | sqm | 3181.62 | 0 |  |  | 0 | 0 | 22-23
56 | ~do~ for skirting | 0 | Sqm | 2704.03 | 0 |  |  | 0 | 0 | 19-20
49 | ~do~ for skirting | 0 | Sqm | 2747.8 | 0 |  |  | 0 | 0 | 20-21
56 | ~do~ for skirting | 0 | Sqm | 2789.27 | 0 |  |  | 0 | 0 | 21-22
42 | ~do~ for skirting | 0 | Sqm | 2950.54 | 0 |  |  | 0 | 0 | 22-23
71 | Flooring with Terrazo tiles | 0 | Sqm | 633.27 | 0 |  |  | 0 | 0 | 19-20
71 | Flooring with Terrazo tiles | 0 | Sqm | 677.99 | 0 |  |  | 0 | 0 | 20-21
71 | Flooring with Terrazo tiles | 0 | Sqm | 686.13 | 0 |  |  | 0 | 0 | 21-22
71 | Flooring with Terrazo tiles | 0 | Sqm | 780.73 | 0 |  |  | 0 | 0 | 22-23
72 | ~do~ for skirting | 0 | Sqm | 652.64 | 0 |  |  | 0 | 0 | 19-20
72 | ~do~ for skirting | 0 | Sqm | 683.46 | 0 |  |  | 0 | 0 | 20-21
72 | ~do~ for skirting | 0 | Sqm | 706.57 | 0 |  |  | 0 | 0 | 21-22
72 | ~do~ for skirting | 0 | Sqm | 786.2 | 0 |  |  | 0 | 0 | 22-23
57 | Ceramic non skid tiles | 0 | Sqm | 755.74 | 0 |  |  | 0 | 0 | 19-20
48 | Ceramic non skid tiles | 0 | Sqm | 786.57 | 0 |  |  | 0 | 0 | 20-21
57 | Ceramic non skid tiles | 0 | Sqm | 809.68 | 0 |  |  | 0 | 0 | 21-22
57 | Ceramic non skid tiles | 0 | Sqm | 837.86 | 0 |  |  | 0 | 0 | 22-23
58 | ~do~ for skirting | 0 | Sqm | 494.82 | 0 |  |  | 0 | 0 | 19-20
49 | ~do~ for skirting | 0 | Sqm | 504.13 | 0 |  |  | 0 | 0 | 20-21
58 | ~do~ for skirting | 0 | Sqm | 512.09 | 0 |  |  | 0 | 0 | 21-22
58 | ~do~ for skirting | 0 | Sqm | 527.21 | 0 |  |  | 0 | 0 | 22-23
32 | Pressed floor tiles | 0 | Sqm | 944.79 | 0 |  |  | 0 | 0 | 19-20
32 | Pressed floor tiles | 0 | Sqm | 986.93 | 0 |  |  | 0 | 0 | 20-21
32 | Pressed floor tiles | 0 | Sqm | 1020.23 | 0 |  |  | 0 | 0 | 21-22
32 | Pressed floor tiles | 0 | Sqm | 1059.21 | 0 |  |  | 0 | 0 | 22-23
76 | White washing single coat | 0 | Sqm | 21.43 | 0 |  |  | 0 | 0 | 19-20
76 | White washing single coat | 0 | Sqm | 22.88 | 0 |  |  | 0 | 0 | 20-21
76 | White washing single coat | 0 | Sqm | 24.15 | 0 |  |  | 0 | 0 | 21-22
76 | White washing single coat | 0 | Sqm | 25.98 | 0 |  |  | 0 | 0 | 22-23
43 | Wall putty for internal walls | 0 | Sqm | 156.41 | 0 |  |  | 0 | 0 | 19-20
50 | Wall putty for internal walls | 0 | Sqm | 164.34 | 0 |  |  | 0 | 0 | 20-21
59 | Wall putty for internal walls | 0 | Sqm | 170.35 | 0 |  |  | 0 | 0 | 21-22
42 | Wall putty for internal walls | 0 | Sqm | 184.03 | 0 |  |  | 0 | 0 | 22-23
60 | Emulsion for internal walls | 0 | Sqm | 131.45 | 0 |  |  | 0 | 0 | 19-20
51 | Emulsion for internal walls | 0 | Sqm | 139.51 | 0 |  |  | 0 | 0 | 20-21
60 | Emulsion for internal walls | 0 | Sqm | 145.68 | 0 |  |  | 0 | 0 | 21-22
44 | Emulsion for internal walls | 0 | Sqm | 158.36 | 0 |  |  | 0 | 0 | 22-23
61 | Emulsion for external walls | 0 | Sqm | 179.47 | 0 |  |  | 0 | 0 | 19-20
52 | Emulsion for external walls | 0 | Sqm | 192.01 | 0 |  |  | 0 | 0 | 20-21
61 | Emulsion for external walls | 0 | Sqm | 201.51 | 0 |  |  | 0 | 0 | 21-22
45 | Emulsion for external walls | 0 | Sqm | 217.22 | 0 |  |  | 0 | 0 | 22-23
46 | Cost of steel | 0 | MT | 63243.5 | 0 |  |  | 0 | 0 | 19-20
54 | Cost of steel | 0 | MT | 63510 | 0 |  |  | 0 | 0 | 20-21
54 | Cost of steel | 0 | MT | 80999.5 | 0 |  |  | 0 | 0 | 21-22
54 | Cost of steel | 0 | MT | 93741 | 0 |  |  | 0 | 0 | 22-23
| Construction of Second Floor |  |  | 5: 0; 8: 0; 9: 0 | 19-20
47 | VRCC M25 mix Concrete for Columns | 0 | Cum | 10542.14 | 0 |  |  | 0 | 0 | 19-20
55 | VRCC M25 mix Concrete for Columns | 0 | Cum | 10932.8 | 0 |  |  | 0 | 0 | 20-21
55 | VRCC M25 mix Concrete for Columns | 0 | Cum | 11565.1 | 0 |  |  | 0 | 0 | 21-22
55 | VRCC M25 mix Concrete for Columns | 0 | Cum | 12013.61 | 0 |  |  | 0 | 0 | 22-23
48 | ~do~ for Beams | 0 | Cum | 10021.1 | 0 |  |  | 0 | 0 | 19-20
56 | ~do~ for Beams | 0 | Cum | 10257.99 | 0 |  |  | 0 | 0 | 20-21
56 | ~do~ for Beams | 0 | Cum | 10793.54 | 0 |  |  | 0 | 0 | 21-22
56 | ~do~ for Beams | 0 | Cum | 11098.56 | 0 |  |  | 0 | 0 | 22-23
58 | ~do~ for Slab 125mm | 0 | Sqm | 1395.34 | 0 |  |  | 0 | 0 | 19-20
57 | ~do~ for Slab 125mm | 0 | Sqm | 1443.96 | 0 |  |  | 0 | 0 | 20-21
57 | ~do~ for Slab 125mm | 0 | Sqm | 1539.28 | 0 |  |  | 0 | 0 | 21-22
57 | ~do~ for Slab 125mm | 0 | Sqm | 1594.17 | 0 |  |  | 0 | 0 | 22-23
49 | ~do~ for Slab 100mm | 0 | Sqm | 1271.18 | 0 |  |  | 0 | 0 | 19-20
26 | ~do~ for Slab 100mm | 0 | Sqm | 1314.42 | 0 |  |  | 0 | 0 | 20-21
26 | ~do~ for Slab 100mm | 0 | Sqm | 1403.54 | 0 |  |  | 0 | 0 | 21-22
26 | ~do~ for Slab 100mm | 0 | Sqm | 1451.29 | 0 |  |  | 0 | 0 | 22-23
57 | ~do~ for Slab 150mm | 0 | Sqm | 1519.49 | 0 |  |  | 0 | 0 | 19-20
57 | ~do~ for Slab 150mm | 0 | Sqm | 1573.5 | 0 |  |  | 0 | 0 | 20-21
57 | ~do~ for Slab 150mm | 0 | Sqm | 1675.01 | 0 |  |  | 0 | 0 | 21-22
57 | ~do~ for Slab 150mm | 0 | Sqm | 1737.05 | 0 |  |  | 0 | 0 | 22-23
58 | ~do~ for Slab 50mm | 0 | Sqm | 747.27 | 0 |  |  | 0 | 0 | 19-20
58 | ~do~ for Slab 50mm | 0 | Sqm | 779.57 | 0 |  |  | 0 | 0 | 20-21
58 | ~do~ for Slab 50mm | 0 | Sqm | 831.97 | 0 |  |  | 0 | 0 | 21-22
58 | ~do~ for Slab 50mm | 0 | Sqm | 865.17 | 0 |  |  | 0 | 0 | 22-23
58 | ~do~ for Slab 25mm | 0 | Sqm | 624.5 | 0 |  |  | 0 | 0 | 19-20
58 | ~do~ for Slab 25mm | 0 | Sqm | 651.52 | 0 |  |  | 0 | 0 | 20-21
58 | ~do~ for Slab 25mm | 0 | Sqm | 697.84 | 0 |  |  | 0 | 0 | 21-22
58 | ~do~ for Slab 25mm | 0 | Sqm | 724.02 | 0 |  |  | 0 | 0 | 22-23
54 | ~do~ for Lintels | 0 | Cum | 10426.34 | 0 |  |  | 0 | 0 | 19-20
54 | ~do~ for Lintels | 0 | Cum | 10817 | 0 |  |  | 0 | 0 | 20-21
54 | ~do~ for Lintels | 0 | Cum | 11426.3 | 0 |  |  | 0 | 0 | 21-22
54 | ~do~ for Lintels | 0 | Cum | 11874.81 | 0 |  |  | 0 | 0 | 22-23
60 | ~do~ for Sunshades | 0 | Rm | 663.66 | 0 |  |  | 0 | 0 | 19-20
60 | ~do~ for Sunshades | 0 | Rm | 684.77 | 0 |  |  | 0 | 0 | 20-21
60 | ~do~ for Sunshades | 0 | Rm | 722.51 | 0 |  |  | 0 | 0 | 21-22
60 | ~do~ for Sunshades | 0 | Rm | 744.73 | 0 |  |  | 0 | 0 | 22-23
56 | impervious coat-12mm | 0 | Sqm | 297.65 | 0 |  |  | 0 | 0 | 19-20
56 | impervious coat-12mm | 0 | Sqm | 321.24 | 0 |  |  | 0 | 0 | 20-21
56 | impervious coat-12mm | 0 | Sqm | 340.95 | 0 |  |  | 0 | 0 | 21-22
56 | impervious coat-12mm | 0 | Sqm | 362.63 | 0 |  |  | 0 | 0 | 22-23
61 | impervious coat-20mm | 0 | Sqm | 382.24 | 0 |  |  | 0 | 0 | 19-20
61 | impervious coat-20mm | 0 | Sqm | 414.32 | 0 |  |  | 0 | 0 | 20-21
61 | impervious coat-20mm | 0 | Sqm | 440.9 | 0 |  |  | 0 | 0 | 21-22
61 | impervious coat-20mm | 0 | Sqm | 470.34 | 0 |  |  | 0 | 0 | 22-23
50 | BM in CM (1:6) | 0 | Cum | 6307.01 | 0 |  |  | 0 | 0 | 19-20
58 | BM in CM (1:6) | 0 | Cum | 6491.83 | 0 |  |  | 0 | 0 | 20-21
58 | BM in CM (1:6) | 0 | Cum | 6937.81 | 0 |  |  | 0 | 0 | 21-22
58 | BM in CM (1:6) | 0 | Cum | 7673.4 | 0 |  |  | 0 | 0 | 22-23
30 | BM in CM (1:8) | 0 | Cum | 6250.61 | 0 |  |  | 0 | 0 | 19-20
59 | BM in CM (1:8) | 0 | Cum | 6435.43 | 0 |  |  | 0 | 0 | 20-21
30 | BM in CM (1:8) | 0 | Cum | 6881.41 | 0 |  |  | 0 | 0 | 21-22
30 | BM in CM (1:8) | 0 | Cum | 7617 | 0 |  |  | 0 | 0 | 22-23
51 | RBM for (1:6) | 0 | Sqm | 830.76 | 0 |  |  | 0 | 0 | 19-20
60 | RBM for (1:6) | 0 | Sqm | 856.26 | 0 |  |  | 0 | 0 | 20-21
59 | RBM for (1:6) | 0 | Sqm | 913.89 | 0 |  |  | 0 | 0 | 21-22
59 | RBM for (1:6) | 0 | Sqm | 999.57 | 0 |  |  | 0 | 0 | 22-23
22 | Fly ash cement bricks | 0 | Sqm | 6013.96 | 0 |  |  | 0 | 0 | 19-20
22 | Fly ash cement bricks | 0 | Sqm | 6227.11 | 0 |  |  | 0 | 0 | 20-21
22 | Fly ash cement bricks | 0 | Sqm | 6774.69 | 0 |  |  | 0 | 0 | 21-22
22 | Fly ash cement bricks | 0 | Sqm | 7187.45 | 0 |  |  | 0 | 0 | 22-23
52 | Ornamental Plastering | 0 | Sqm | 321.79 | 0 |  |  | 0 | 0 | 19-20
61 | Ornamental Plastering | 0 | Sqm | 344.38 | 0 |  |  | 0 | 0 | 20-21
62 | Ornamental Plastering | 0 | Sqm | 365.08 | 0 |  |  | 0 | 0 | 21-22
62 | Ornamental Plastering | 0 | Sqm | 385.55 | 0 |  |  | 0 | 0 | 22-23
33 | Plastering 12mm thick 1 coat | 0 | Sqm | 289.52 | 0 |  |  | 0 | 0 | 19-20
33 | Plastering 12mm thick 1 coat | 0 | Sqm | 312.11 | 0 |  |  | 0 | 0 | 20-21
33 | Plastering 12mm thick 1 coat | 0 | Sqm | 331.62 | 0 |  |  | 0 | 0 | 21-22
33 | Plastering 12mm thick 1 coat | 0 | Sqm | 352.1 | 0 |  |  | 0 | 0 | 22-23
34 | Plastering 20mm thick 1 coat | 0 | Sqm | 307.37 | 0 |  |  | 0 | 0 | 19-20
34 | Plastering 20mm thick 1 coat | 0 | Sqm | 330.52 | 0 |  |  | 0 | 0 | 20-21
34 | Plastering 20mm thick 1 coat | 0 | Sqm | 351.31 | 0 |  |  | 0 | 0 | 21-22
34 | Plastering 20mm thick 1 coat | 0 | Sqm | 372.29 | 0 |  |  | 0 | 0 | 22-23
53 | Plastering 12mm thick 2 coats | 0 | Sqm | 380.2 | 0 |  |  | 0 | 0 | 19-20
62 | Plastering 12mm thick 2 coats | 0 | Sqm | 410.98 | 0 |  |  | 0 | 0 | 20-21
63 | Plastering 12mm thick 2 coats | 0 | Sqm | 436.23 | 0 |  |  | 0 | 0 | 21-22
63 | Plastering 12mm thick 2 coats | 0 | Sqm | 464.16 | 0 |  |  | 0 | 0 | 22-23
54 | Plastering 20mm thick 2 coats | 0 | Sqm | 393.56 | 0 |  |  | 0 | 0 | 19-20
63 | Plastering 20mm thick 2 coats | 0 | Sqm | 424.91 | 0 |  |  | 0 | 0 | 20-21
64 | Plastering 20mm thick 2 coats | 0 | Sqm | 451.54 | 0 |  |  | 0 | 0 | 21-22
53 | Plastering 20mm thick 2 coats | 0 | Sqm | 479.98 | 0 |  |  | 0 | 0 | 22-23
13 | PCC M30 for Steps | 0 | Cum | 5152.25 | 0 |  |  | 0 | 0 | 19-20
13 | PCC M30 for Steps | 0 | Cum | 5333.72 | 0 |  |  | 0 | 0 | 20-21
13 | PCC M30 for Steps | 0 | Cum | 5579.32 | 0 |  |  | 0 | 0 | 21-22
13 | PCC M30 for Steps | 0 | Cum | 5843.94 | 0 |  |  | 0 | 0 | 22-23
60 | Flooring with vitrified tiles | 0 | Sqm | 1048.97 | 0 |  |  | 0 | 0 | 19-20
60 | Flooring with vitrified tiles | 0 | Sqm | 1082.75 | 0 |  |  | 0 | 0 | 20-21
60 | Flooring with vitrified tiles | 0 | Sqm | 1108.35 | 0 |  |  | 0 | 0 | 21-22
60 | Flooring with vitrified tiles | 0 | Sqm | 1139.42 | 0 |  |  | 0 | 0 | 22-23
69 | ~do~ for skirting | 0 | Sqm | 1044.9 | 0 |  |  | 0 | 0 | 19-20
69 | ~do~ for skirting | 0 | Sqm | 1078.42 | 0 |  |  | 0 | 0 | 20-21
69 | ~do~ for skirting | 0 | Sqm | 1103.42 | 0 |  |  | 0 | 0 | 21-22
69 | ~do~ for skirting | 0 | Sqm | 1134.08 | 0 |  |  | 0 | 0 | 22-23
50 | Flooring with Granite stones | 0 | sqm | 2934.5 | 0 |  |  | 0 | 0 | 19-20
50 | Flooring with Granite stones | 0 | sqm | 3003.21 | 0 |  |  | 0 | 0 | 20-21
50 | Flooring with Granite stones | 0 | sqm | 3066.62 | 0 |  |  | 0 | 0 | 21-22
50 | Flooring with Granite stones | 0 | sqm | 3248.17 | 0 |  |  | 0 | 0 | 22-23
51 | ~do~ for skirting | 0 | Sqm | 2740.43 | 0 |  |  | 0 | 0 | 19-20
51 | ~do~ for skirting | 0 | Sqm | 2787.53 | 0 |  |  | 0 | 0 | 20-21
51 | ~do~ for skirting | 0 | Sqm | 2831.2 | 0 |  |  | 0 | 0 | 21-22
51 | ~do~ for skirting | 0 | Sqm | 2995.66 | 0 |  |  | 0 | 0 | 22-23
71 | Flooring with Terrazo tiles | 0 | Sqm | 660.95 | 0 |  |  | 0 | 0 | 19-20
71 | Flooring with Terrazo tiles | 0 | Sqm | 709.65 | 0 |  |  | 0 | 0 | 20-21
71 | Flooring with Terrazo tiles | 0 | Sqm | 718.32 | 0 |  |  | 0 | 0 | 21-22
71 | Flooring with Terrazo tiles | 0 | Sqm | 816.76 | 0 |  |  | 0 | 0 | 22-23
72 | ~do~ for skirting | 0 | Sqm | 681.6 | 0 |  |  | 0 | 0 | 19-20
72 | ~do~ for skirting | 0 | Sqm | 715.12 | 0 |  |  | 0 | 0 | 20-21
72 | ~do~ for skirting | 0 | Sqm | 740.12 | 0 |  |  | 0 | 0 | 21-22
72 | ~do~ for skirting | 0 | Sqm | 822.23 | 0 |  |  | 0 | 0 | 22-23
73 | Flooring with Ceramic non skid tiles | 0 | Sqm | 784.71 | 0 |  |  | 0 | 0 | 19-20
73 | Flooring with Ceramic non skid tiles | 0 | Sqm | 818.23 | 0 |  |  | 0 | 0 | 20-21
73 | Flooring with Ceramic non skid tiles | 0 | Sqm | 843.23 | 0 |  |  | 0 | 0 | 21-22
73 | Flooring with Ceramic non skid tiles | 0 | Sqm | 873.89 | 0 |  |  | 0 | 0 | 22-23
74 | ~do~ for skirting | 0 | Sqm | 502.03 | 0 |  |  | 0 | 0 | 19-20
74 | ~do~ for skirting | 0 | Sqm | 512.04 | 0 |  |  | 0 | 0 | 20-21
74 | ~do~ for skirting | 0 | Sqm | 520.52 | 0 |  |  | 0 | 0 | 21-22
74 | ~do~ for skirting | 0 | Sqm | 536.26 | 0 |  |  | 0 | 0 | 22-23
32 | Pressed floor tiles | 0 | Sqm | 977.96 | 0 |  |  | 0 | 0 | 19-20
32 | Pressed floor tiles | 0 | Sqm | 1023.19 | 0 |  |  | 0 | 0 | 20-21
32 | Pressed floor tiles | 0 | Sqm | 1058.68 | 0 |  |  | 0 | 0 | 21-22
32 | Pressed floor tiles | 0 | Sqm | 1100.49 | 0 |  |  | 0 | 0 | 22-23
76 | White washing single coat | 0 | Sqm | 21.43 | 0 |  |  | 0 | 0 | 19-20
76 | White washing single coat | 0 | Sqm | 22.88 | 0 |  |  | 0 | 0 | 20-21
76 | White washing single coat | 0 | Sqm | 25.95 | 0 |  |  | 0 | 0 | 21-22
76 | White washing single coat | 0 | Sqm | 27.91 | 0 |  |  | 0 | 0 | 22-23
55 | Wall putty for internal walls | 0 | Sqm | 164.74 | 0 |  |  | 0 | 0 | 19-20
73 | Wall putty for internal walls | 0 | Sqm | 173.39 | 0 |  |  | 0 | 0 | 20-21
73 | Wall putty for internal walls | 0 | Sqm | 179.94 | 0 |  |  | 0 | 0 | 21-22
54 | Wall putty for internal walls | 0 | Sqm | 194.34 | 0 |  |  | 0 | 0 | 22-23
65 | Emulsion for internal walls | 0 | Sqm | 140.87 | 0 |  |  | 0 | 0 | 19-20
64 | Emulsion for internal walls | 0 | Sqm | 149.66 | 0 |  |  | 0 | 0 | 20-21
65 | Emulsion for internal walls | 0 | Sqm | 156.4 | 0 |  |  | 0 | 0 | 21-22
56 | Emulsion for internal walls | 0 | Sqm | 169.89 | 0 |  |  | 0 | 0 | 22-23
66 | Emulsion for external walls | 0 | Sqm | 192.71 | 0 |  |  | 0 | 0 | 19-20
65 | Emulsion for external walls | 0 | Sqm | 206.39 | 0 |  |  | 0 | 0 | 20-21
66 | Emulsion for external walls | 0 | Sqm | 216.76 | 0 |  |  | 0 | 0 | 21-22
57 | Emulsion for external walls | 0 | Sqm | 233.59 | 0 |  |  | 0 | 0 | 22-23
58 | Cost of steel | 0 | MT | 64288.5 | 0 |  |  | 0 | 0 | 19-20
66 | Cost of steel | 0 | MT | 64635 | 0 |  |  | 0 | 0 | 20-21
65 | Cost of steel | 0 | MT | 82189.5 | 0 |  |  | 0 | 0 | 21-22
65 | Cost of steel | 0 | MT | 95016 | 0 |  |  | 0 | 0 | 22-23
| Providing Door, Windows, Ventilators and Grills |  |  | 8: 0; 9: 0 | 19-20
67 | Door of size 1.20 x 1.20 | 0 | No | 20396.34 | 0 |  |  | 0 | 0 | 19-20
67 | Door of size 1.20 x 1.20 | 0 | No | 20396.34 | 0 |  |  | 0 | 0 | 20-21
36 | Door of size 1.20 x 1.20 | 0 | No | 18903.09 | 0 |  |  | 0 | 0 | 21-22
28 | Door of size 1.20 x 1.20 | 0 | No | 22903.66 | 0 |  |  | 0 | 0 | 22-23
68 | Door of size 1.20 x 1.20 | 0 | No | 9855.78 | 0 |  |  | 0 | 0 | 19-20
68 | Door of size 1.20 x 1.20 | 0 | No | 9855.78 | 0 |  |  | 0 | 0 | 20-21
68 | Door of size 1.20 x 1.20 | 0 | No | 10134.49 | 0 |  |  | 0 | 0 | 21-22
68 | Door of size 1.20 x 1.20 | 0 | No | 11442.58 | 0 |  |  | 0 | 0 | 22-23
31 | Door of size 0.90 x 2.10mt | 0 | No | 14099.53 | 0 |  |  | 0 | 0 | 19-20
31 | Door of size 0.90 x 2.10mt | 0 | No | 14099.53 | 0 |  |  | 0 | 0 | 20-21
37 | Door of size 0.90 x 2.10mt | 0 | No | 12770.46 | 0 |  |  | 0 | 0 | 21-22
31 | Door of size 0.90 x 2.10mt | 0 | No | 15875.19 | 0 |  |  | 0 | 0 | 22-23
31 | Door of size 0.80 x 2.10mt | 0 | No | 13359.1 | 0 |  |  | 0 | 0 | 19-20
31 | Door of size 0.80 x 2.10mt | 0 | No | 13359.1 | 0 |  |  | 0 | 0 | 20-21
38 | Door of size 0.75 x 2.10mt | 0 | No | 10756.69 | 0 |  |  | 0 | 0 | 21-22
31 | Door of size 0.80 x 2.10mt | 0 | No | 15037.22 | 0 |  |  | 0 | 0 | 22-23
67 | Door of size 0.90 x 1.20 | 0 | No | 8905.99 | 0 |  |  | 0 | 0 | 19-20
67 | Door of size 0.90 x 1.20 | 0 | No | 8905.99 | 0 |  |  | 0 | 0 | 20-21
35 | Door of size 0.90 x 1.20 | 0 | No | 9185.38 | 0 |  |  | 0 | 0 | 21-22
67 | Door of size 0.90 x 1.20 | 0 | No | 10330.61 | 0 |  |  | 0 | 0 | 22-23
23 | Door of size 0.80 x 2.10mt | 0 | No | 6334.76 | 0 |  |  | 0 | 0 | 19-20
23 | Door of size 0.80 x 2.10mt | 0 | No | 6334.76 | 0 |  |  | 0 | 0 | 20-21
23 | Door of size 0.80 x 2.10mt | 0 | No | 6584.41 | 0 |  |  | 0 | 0 | 21-22
23 | Door of size 0.80 x 2.10mt | 0 | No | 7015.49 | 0 |  |  | 0 | 0 | 22-23
69 | Door of size 1.20 x 1.20 | 0 | No | 10891.57 | 0 |  |  | 0 | 0 | 19-20
68 | Door of size 1.20 x 1.20 | 0 | No | 4180.61 | 0 |  |  | 0 | 0 | 20-21
69 | Door of size 1.20 x 1.20 | 0 | No | 11215.33 | 0 |  |  | 0 | 0 | 21-22
60 | Door of size 1.20 x 1.20 | 0 | No | 11464.42 | 0 |  |  | 0 | 0 | 22-23
78 | Door of size 1.05 x 2.10mt GF | 0 | No | 15555.64 | 0 |  |  | 0 | 0 | 19-20
78 | Door of size 1.05 x 2.10mt GF | 0 | No | 15555.64 | 0 |  |  | 0 | 0 | 20-21
78 | Door of size 1.05 x 2.10mt GF | 0 | No | 13789.81 | 0 |  |  | 0 | 0 | 21-22
78 | Door of size 1.05 x 2.10mt GF | 0 | No | 17517.36 | 0 |  |  | 0 | 0 | 22-23
70 | Door of size 1.05 x 1.20 | 0 | No | 9631.65 | 0 |  |  | 0 | 0 | 19-20
69 | Door of size 1.05 x 1.20 | 0 | No | 4472.53 | 0 |  |  | 0 | 0 | 20-21
70 | Door of size 1.05 x 1.20 | 0 | No | 9936.04 | 0 |  |  | 0 | 0 | 21-22
70 | Door of size 1.05 x 1.20 | 0 | No | 11186.3 | 0 |  |  | 0 | 0 | 22-23
31 | WPC door with bottom frame | 0 | Sqm | 6011.2 | 0 |  |  | 0 | 0 | 19-20
31 | WPC door with bottom frame | 0 | Sqm | 6011.2 | 0 |  |  | 0 | 0 | 20-21
31 | WPC door with bottom frame | 0 | Sqm | 6057.2 | 0 |  |  | 0 | 0 | 21-22
31 | WPC door with bottom frame | 0 | Sqm | 6958.78 | 0 |  |  | 0 | 0 | 22-23
74 | WPC door without bottom frame | 0 | Sqm | 5617.52 | 0 |  |  | 0 | 0 | 19-20
74 | WPC door without bottom frame | 0 | Sqm | 5617.52 | 0 |  |  | 0 | 0 | 20-21
74 | WPC door without bottom frame | 0 | Sqm | 5663.52 | 0 |  |  | 0 | 0 | 21-22
74 | WPC door without bottom frame | 0 | Sqm | 6508.85 | 0 |  |  | 0 | 0 | 22-23
71 | UPVC windows for 3 tracks | 0 | Sqm | 8058 | 0 |  |  | 0 | 0 | 19-20
71 | UPVC windows for 3 tracks | 0 | Sqm | 8058 | 0 |  |  | 0 | 0 | 20-21
39 | UPVC windows for 3 tracks | 0 | Sqm | 8058 | 0 |  |  | 0 | 0 | 21-22
29 | UPVC windows for 3 tracks | 0 | Sqm | 8622 | 0 |  |  | 0 | 0 | 22-23
72 | ~do~ 2 tracks | 0 | Sqm | 6038 | 0 |  |  | 0 | 0 | 19-20
72 | ~do~ 2 tracks | 0 | Sqm | 6038 | 0 |  |  | 0 | 0 | 20-21
72 | ~do~ 2 tracks | 0 | Sqm | 6038 | 0 |  |  | 0 | 0 | 21-22
72 | ~do~ 2 tracks | 0 | Sqm | 6460 | 0 |  |  | 0 | 0 | 22-23
78 | UPVC windows for 1 track | 0 | Sqm | 5830 | 0 |  |  | 0 | 0 | 19-20
78 | UPVC windows for 1 track | 0 | Sqm | 5830 | 0 |  |  | 0 | 0 | 20-21
78 | UPVC windows for 1 track | 0 | Sqm | 5830 | 0 |  |  | 0 | 0 | 21-22
78 | UPVC windows for 1 track | 0 | Sqm | 6238 | 0 |  |  | 0 | 0 | 22-23
| Single fixed Louvers Ventilator | 0 | Sqm | 3797 | 0 |  |  | 0 | 0 | 19-20
| Single fixed Louvers Ventilator | 0 | Sqm | 3797 | 0 |  |  | 0 | 0 | 20-21
| Single fixed Louvers Ventilator | 0 | Sqm | 3797 | 0 |  |  | 0 | 0 | 21-22
| Single fixed Louvers Ventilator | 0 | Sqm | 4062 | 0 |  |  | 0 | 0 | 22-23
106 | S&F of ventilator | 0 | No | 494.94 | 0 |  |  | 0 | 0 | 19-20
106 | S&F of ventilator | 0 | No | 494.64 | 0 |  |  | 0 | 0 | 20-21
106 | S&F of ventilator | 0 | No | 520.87 | 0 |  |  | 0 | 0 | 21-22
106 | S&F of ventilator | 0 | No | 576.98 | 0 |  |  | 0 | 0 | 22-23
79 | 25mm dia cement jolleys | 0 | Sqm | 513.1 | 0 |  |  | 0 | 0 | 19-20
79 | 25mm dia cement jolleys | 0 | Sqm | 529.5 | 0 |  |  | 0 | 0 | 20-21
79 | 25mm dia cement jolleys | 0 | Sqm | 554.35 | 0 |  |  | 0 | 0 | 21-22
31 | 25mm dia cement jolleys | 0 | Sqm | 604.08 | 0 |  |  | 0 | 0 | 22-23
27 | S&F of Iron Grills | 320 | kgs | 84.01 | 26883 |  |  | 320 | 26883 | 19-20
40 | S&F of Iron Grills | 0 | kgs | 82.8 | 0 |  |  | 0 | 0 | 20-21
65 | S&F of Iron Grills | 0 | kgs | 95.89 | 0 |  |  | 0 | 0 | 21-22
24 | S&F of Iron Grills | 0 | kgs | 110.99 | 0 |  |  | 0 | 0 | 22-23
73 | S&F of Iron Grills | 0 | Sqm | 2353.58 | 0 |  |  | 0 | 0 | 19-20
32 | S&F of Iron Grills | 0 | Sqm | 2324.02 | 0 |  |  | 0 | 0 | 20-21
33 | S&F of Iron Grills | 0 | Sqm | 2719.44 | 0 |  |  | 0 | 0 | 21-22
73 | S&F of Iron Grills | 0 | Sqm | 3138.49 | 0 |  |  | 0 | 0 | 22-23
59 | S&F of MS tube | 0 |  | 106.5 | 0 |  |  | 0 | 0 | 19-20
59 | S&F of MS tube | 0 |  | 106.5 | 0 |  |  | 0 | 0 | 20-21
59 | S&F of MS tube | 0 |  | 114.65 | 0 |  |  | 0 | 0 | 21-22
59 | S&F of MS tube | 0 |  | 126.9 | 0 |  |  | 0 | 0 | 22-23
74 | SS for Hand rail | 0 | Sqm | 2839.34 | 0 |  |  | 0 | 0 | 19-20
72 | SS for Hand rail | 0 | Sqm | 2839.34 | 0 |  |  | 0 | 0 | 20-21
74 | SS for Hand rail | 0 | Sqm | 3034.69 | 0 |  |  | 0 | 0 | 21-22
64 | SS for Hand rail | 0 | Sqm | 3345.94 | 0 |  |  | 0 | 0 | 22-23
67 | SS for Ramp | 0 | Sqm | 1258.89 | 0 |  |  | 0 | 0 | 19-20
67 | SS for Ramp | 0 | Sqm | 1258.89 | 0 |  |  | 0 | 0 | 20-21
67 | SS for Ramp | 0 | Sqm | 1357.37 | 0 |  |  | 0 | 0 | 21-22
67 | SS for Ramp | 0 | Sqm | 1514.34 | 0 |  |  | 0 | 0 | 22-23
67 | Stainless steel | 0 | kgs | 470.28 | 0 |  |  | 0 | 0 | 19-20
67 | Stainless steel | 0 | kgs | 470.28 | 0 |  |  | 0 | 0 | 20-21
67 | Stainless steel | 0 | kgs | 508 | 0 |  |  | 0 | 0 | 21-22
67 | Stainless steel | 0 | kgs | 568.35 | 0 |  |  | 0 | 0 | 22-23
74 | Granite stone full rounding | 0 | Rm | 412 | 0 |  |  | 0 | 0 | 19-20
74 | Granite stone full rounding | 0 | Rm | 412 | 0 |  |  | 0 | 0 | 20-21
74 | Granite stone full rounding | 0 | Rm | 438 | 0 |  |  | 0 | 0 | 21-22
74 | Granite stone full rounding | 0 | Rm | 453 | 0 |  |  | 0 | 0 | 22-23
| Providing & Supply of Water supply and Sanitation items |  |  | 5: 0; 8: 0; 9: 0 | 19-20
33 | S&F of 32mm dia CPVC pipes | 0 | Rm | 193 | 0 |  |  | 0 | 0 | 19-20
33 | S&F of 32mm dia CPVC pipes | 0 | Rm | 193 | 0 |  |  | 0 | 0 | 20-21
33 | S&F of 32mm dia CPVC pipes | 0 | Rm | 202 | 0 |  |  | 0 | 0 | 21-22
65 | S&F of 32mm dia CPVC pipes | 0 | Rm | 214 | 0 |  |  | 0 | 0 | 22-23
75 | 25mm dia CPVC pipes | 0 | Rm | 123 | 0 |  |  | 0 | 0 | 19-20
75 | 25mm dia CPVC pipes | 0 | Rm | 123 | 0 |  |  | 0 | 0 | 20-21
75 | 25mm dia CPVC pipes | 0 | Rm | 129 | 0 |  |  | 0 | 0 | 21-22
66 | 25mm dia CPVC pipes | 0 | Rm | 136 | 0 |  |  | 0 | 0 | 22-23
82 | 20mm dia CPVC pipes | 0 | Rm | 85 | 0 |  |  | 0 | 0 | 19-20
73 | 20mm dia CPVC pipes | 0 | Rm | 85 | 0 |  |  | 0 | 0 | 20-21
34 | 20mm dia CPVC pipes | 0 | Rm | 89 | 0 |  |  | 0 | 0 | 21-22
82 | 20mm dia CPVC pipes | 0 | Rm | 94 | 0 |  |  | 0 | 0 | 22-23
113 | S&F of 25mm dia PVC pies | 0 | Rm | 24 | 0 |  |  | 0 | 0 | 19-20
113 | S&F of 25mm dia PVC pies | 0 | Rm | 24 | 0 |  |  | 0 | 0 | 20-21
113 | S&F of 25mm dia PVC pies | 0 | Rm | 33 | 0 |  |  | 0 | 0 | 21-22
113 | S&F of 25mm dia PVC pies | 0 | Rm | 35 | 0 |  |  | 0 | 0 | 22-23
76 | Labour charges for CPVC PIPes | 0 | Rm | 31 | 0 |  |  | 0 | 0 | 19-20
74 | Labour charges for CPVC PIPes | 0 | Rm | 31 | 0 |  |  | 0 | 0 | 20-21
35 | Labour charges for CPVC PIPes | 0 | Rm | 33 | 0 |  |  | 0 | 0 | 21-22
67 | Labour charges for CPVC PIPes | 0 | Rm | 33 | 0 |  |  | 0 | 0 | 22-23
77 | S&F of Bib Type Taps | 0 | No | 349 | 0 |  |  | 0 | 0 | 19-20
75 | S&F of Bib Type Taps | 0 | No | 349 | 0 |  |  | 0 | 0 | 20-21
77 | S&F of Bib Type Taps | 0 | No | 366 | 0 |  |  | 0 | 0 | 21-22
77 | S&F of Bib Type Taps | 0 | No | 387 | 0 |  |  | 0 | 0 | 22-23
71 | S&F of Bib Type Taps flange Chromeum plated Jaquar make queen series | 0 | No | 1483 | 0 |  |  | 0 | 0 | 19-20
78 | S&F of Bib Type Taps flange Chromeum plated Jaquar make queen series | 0 | No | 2769 | 0 |  |  | 0 | 0 | 20-21
71 | S&F of Bib Type Taps flange Chromeum plated Jaquar make queen series | 0 | No | 1554 | 0 |  |  | 0 | 0 | 21-22
71 | S&F of Bib Type Taps flange Chromeum plated Jaquar make queen series | 0 | No | 1644 | 0 |  |  | 0 | 0 | 22-23
78 | 110mm dia PVC Pipes | 0 | Rm | 136.6667 | 0 |  |  | 0 | 0 | 19-20
76 | 110mm dia PVC Pipes | 0 | Rm | 136.6667 | 0 |  |  | 0 | 0 | 20-21
36 | 110mm dia PVC Pipes | 0 | Rm | 142 | 0 |  |  | 0 | 0 | 21-22
68 | 110mm dia PVC Pipes | 0 | Rm | 149 | 0 |  |  | 0 | 0 | 22-23
78 | S&F of 90mm dia PVC Pipes | 0 | Rm | 129.6667 | 0 |  |  | 0 | 0 | 19-20
78 | S&F of 90mm dia PVC Pipes | 0 | Rm | 129.6667 | 0 |  |  | 0 | 0 | 20-21
78 | S&F of 90mm dia PVC Pipes | 0 | Rm | 135 | 0 |  |  | 0 | 0 | 21-22
78 | S&F of 90mm dia PVC Pipes | 0 | Rm | 141.6667 | 0 |  |  | 0 | 0 | 22-23
79 | 75mm dia PVC Pipes | 0 | Rm | 81.3333 | 0 |  |  | 0 | 0 | 19-20
77 | 75mm dia PVC Pipes | 0 | Rm | 81.3333 | 0 |  |  | 0 | 0 | 20-21
37 | 75mm dia PVC Pipes | 0 | Rm | 84.6667 | 0 |  |  | 0 | 0 | 21-22
69 | 75mm dia PVC Pipes | 0 | Rm | 89 | 0 |  |  | 0 | 0 | 22-23
80 | Labour charges for PVC PIPes | 0 | Rm | 70 | 0 |  |  | 0 | 0 | 19-20
78 | Labour charges for PVC PIPes | 0 | Rm | 70 | 0 |  |  | 0 | 0 | 20-21
38 | Labour charges for PVC PIPes | 0 | Rm | 74 | 0 |  |  | 0 | 0 | 21-22
70 | Labour charges for PVC PIPes | 0 | Rm | 79 | 0 |  |  | 0 | 0 | 22-23
81 | European water closet | 0 | No | 4776 | 0 |  |  | 0 | 0 | 19-20
79 | European water closet | 0 | No | 4776 | 0 |  |  | 0 | 0 | 20-21
81 | European water closet | 0 | No | 5006 | 0 |  |  | 0 | 0 | 21-22
71 | European water closet | 0 | No | 5297 | 0 |  |  | 0 | 0 | 22-23
61 | S&F of Indian type water closet | 0 | No | 934 | 0 |  |  | 0 | 0 | 19-20
61 | S&F of Indian type water closet | 0 | No | 934 | 0 |  |  | 0 | 0 | 20-21
61 | S&F of Indian type water closet | 0 | No | 979 | 0 |  |  | 0 | 0 | 21-22
61 | S&F of Indian type water closet | 0 | No | 1036 | 0 |  |  | 0 | 0 | 22-23
82 | S&F of Wash basin | 0 | No | 1827 | 0 |  |  | 0 | 0 | 19-20
80 | S&F of Wash basin | 0 | No | 1827 | 0 |  |  | 0 | 0 | 20-21
82 | S&F of Wash basin | 0 | No | 1915 | 0 |  |  | 0 | 0 | 21-22
82 | S&F of Wash basin | 0 | No | 2025 | 0 |  |  | 0 | 0 | 22-23
82 | S&F of Urinals | 0 | No | 2385 | 0 |  |  | 0 | 0 | 19-20
83 | S&F of Urinals | 0 | No | 2385 | 0 |  |  | 0 | 0 | 20-21
82 | S&F of Urinals | 0 | No | 2499 | 0 |  |  | 0 | 0 | 21-22
82 | S&F of Urinals | 0 | No | 2644 | 0 |  |  | 0 | 0 | 22-23
83 | Nahany trap with Jali- PVC/SWR Pipe fittings | 0 | No | 122 | 0 |  |  | 0 | 0 | 19-20
81 | Nahany trap | 0 | No | 86 | 0 |  |  | 0 | 0 | 20-21
83 | Nahany trap with Jali- PVC/SWR Pipe fittings | 0 | No | 89 | 0 |  |  | 0 | 0 | 21-22
72 | Nahany trap with Jali- PVC/SWR Pipe fittings | 0 | No | 93 | 0 |  |  | 0 | 0 | 22-23
84 | Water storage tank | 0 | lt | 6 | 0 |  |  | 0 | 0 | 19-20
82 | Water storage tank | 0 | lt | 6 | 0 |  |  | 0 | 0 | 20-21
84 | Water storage tank | 0 | lt | 6 | 0 |  |  | 0 | 0 | 21-22
73 | Water storage tank | 0 | lt | 9.5 | 0 |  |  | 0 | 0 | 22-23
74 | Drilling borewell | 0 | Rm | 446.4 | 0 |  |  | 0 | 0 | 19-20
83 | Drilling with165mm dia borewell | 0 | Rm | 446.4 | 0 |  |  | 0 | 0 | 20-21
85 | Drilling with165mm dia borewell | 0 | Rm | 470 | 0 |  |  | 0 | 0 | 21-22
85 | Drilling with165mm dia borewell | 0 | Rm | 446.4 | 0 |  |  | 0 | 0 | 22-23
75 | Drilling borewell | 0 | Rm | 477.6 | 0 |  |  | 0 | 0 | 19-20
64 | Drilling with165mm dia borewell | 0 | Rm | 477.6 | 0 |  |  | 0 | 0 | 20-21
64 | Drilling with165mm dia borewell | 0 | Rm | 502 | 0 |  |  | 0 | 0 | 21-22
64 | Drilling with165mm dia borewell | 0 | Rm | 477.6 | 0 |  |  | 0 | 0 | 22-23
65 | Drilling with165mm dia borewell | 0 | Rm | 600 | 0 |  |  | 0 | 0 | 19-20
65 | Drilling with165mm dia borewell | 0 | Rm | 535.7 | 0 |  |  | 0 | 0 | 20-21
65 | Drilling with165mm dia borewell | 0 | Rm | 563 | 0 |  |  | 0 | 0 | 21-22
65 | Drilling with165mm dia borewell | 0 | Rm | 535.7 | 0 |  |  | 0 | 0 | 22-23
76 | 180mm dia casing pipe | 0 | Rm | 325 | 0 |  |  | 0 | 0 | 19-20
84 | 180mm dia casing pipe | 0 | Rm | 325 | 0 |  |  | 0 | 0 | 20-21
86 | 180mm dia casing pipe | 0 | Rm | 342 | 0 |  |  | 0 | 0 | 21-22
86 | 180mm dia casing pipe | 0 | Rm | 325 | 0 |  |  | 0 | 0 | 22-23
77 | 1 HP Submersible mortor | 0 | No | 18409 | 0 |  |  | 0 | 0 | 19-20
85 | 1 HP Submersible mortor | 0 | No | 18526 | 0 |  |  | 0 | 0 | 20-21
87 | 1 HP Submersible mortor | 0 | No | 18370 | 0 |  |  | 0 | 0 | 21-22
87 | 1 HP Submersible mortor | 0 | No | 18370 | 0 |  |  | 0 | 0 | 22-23
78 | 40 mm HDPE pip | 0 | Rm | 64 | 0 |  |  | 0 | 0 | 19-20
86 | 40 mm HDPE pip | 0 | Rm | 59 | 0 |  |  | 0 | 0 | 20-21
88 | S& F 40 mm HDPE pip | 0 | Rm | 73 | 0 |  |  | 0 | 0 | 21-22
88 | S& F 40 mm HDPE pip | 0 | Rm | 85 | 0 |  |  | 0 | 0 | 22-23
79 | 180mm dia bore cap | 0 | No | 109 | 0 |  |  | 0 | 0 | 19-20
87 | 180mm dia bore cap | 0 | No | 300 | 0 |  |  | 0 | 0 | 20-21
89 | S&F of 180mm dia bore cap | 0 | No | 315 | 0 |  |  | 0 | 0 | 21-22
89 | S&F of 180mm dia bore cap | 0 | No | 300 | 0 |  |  | 0 | 0 | 22-23
80 | 25mm dia GI pipe | 0 | No | 198 | 0 |  |  | 0 | 0 | 19-20
88 | 25mm dia GI pipe | 0 | No | 400 | 0 |  |  | 0 | 0 | 20-21
90 | S&F of 25mm dia GI pipe | 0 | No | 420 | 0 |  |  | 0 | 0 | 21-22
90 | S&F of 25mm dia GI pipe | 0 | No | 400 | 0 |  |  | 0 | 0 | 22-23
81 | 25mm dia GI Bends | 0 | No | 22 | 0 |  |  | 0 | 0 | 19-20
89 | 25mm dia GI Bends | 0 | No | 70 | 0 |  |  | 0 | 0 | 20-21
93 | S&F of 25mm dia GI Bends | 0 | No | 73 | 0 |  |  | 0 | 0 | 21-22
93 | S&F of 25mm dia GI Bends | 0 | No | 77 | 0 |  |  | 0 | 0 | 22-23
82 | 25mm dia Clamp set | 0 | No | 145.2 | 0 |  |  | 0 | 0 | 19-20
90 | 25mm dia Clamp set | 0 | No | 175 | 0 |  |  | 0 | 0 | 20-21
94 | S&F of 25mm dia Clamp set | 0 | No | 177 | 0 |  |  | 0 | 0 | 21-22
94 | S&F of 25mm dia Clamp set | 0 | No | 194 | 0 |  |  | 0 | 0 | 22-23
83 | 1.50 sqm copper cable | 0 | Rm | 80 | 0 |  |  | 0 | 0 | 19-20
91 | 3 core 1.50 sqm | 0 | Rm | 80 | 0 |  |  | 0 | 0 | 20-21
91 | 3 core 1.50 sqm flat copper cable | 0 | Rm | 92 | 0 |  |  | 0 | 0 | 21-22
91 | 3 core 1.50 sqm flat copper cable | 0 | Rm | 105 | 0 |  |  | 0 | 0 | 22-23
84 | control panel for pump set | 0 | No | 4500 | 0 |  |  | 0 | 0 | 19-20
92 | control panel | 0 | No | 4500 | 0 |  |  | 0 | 0 | 20-21
92 | control panel for pump set | 0 | No | 4950 | 0 |  |  | 0 | 0 | 21-22
92 | control panel for pump set | 0 | No | 5445 | 0 |  |  | 0 | 0 | 22-23
| Providing Electrification items |  |  | 8: 0; 9: 0 | 19-20
28 | 25mm dia pvc pipes for roof slab | 70 | Rm | 71.04 | 4973 |  |  | 70 | 4973 | 19-20
41 | 25mm dia pvc pipes for roof slab | 0 | Rm | 64.86 | 0 |  |  | 0 | 0 | 20-21
84 | 25mm dia pvc pipes for roof slab | 0 | Rm | 69.88 | 0 |  |  | 0 | 0 | 21-22
84 | 25mm dia pvc pipes for roof slab | 0 | Rm | 80.18 | 0 |  |  | 0 | 0 | 22-23
94 | 25mm dia pvc pipes for walls | 0 | Rm | 79.19 | 0 |  |  | 0 | 0 | 19-20
94 | 25mm dia pvc pipes for walls | 0 | Rm | 73.41 | 0 |  |  | 0 | 0 | 20-21
42 | 25mm dia pvc pipes for walls | 0 | Rm | 79.43 | 0 |  |  | 0 | 0 | 21-22
26 | 25mm dia pvc pipes for walls | 0 | Rm | 89.61 | 0 |  |  | 0 | 0 | 22-23
122 | Labour for Grooves 2-3mm thick for PVC pipes | 0 | Rm | 55 | 0 |  |  | 0 | 0 | 19-20
122 | Labour for Grooves 2-3mm thick for PVC pipes | 0 | Rm | 55 | 0 |  |  | 0 | 0 | 20-21
122 | Labour for Grooves 2-3mm thick for PVC pipes | 0 | Rm | 58 | 0 |  |  | 0 | 0 | 21-22
122 | Labour for Grooves 2-3mm thick for PVC pipes | 0 | Rm | 64 | 0 |  |  | 0 | 0 | 22-23
85 | 12 Module box | 0 | No | 205 | 0 |  |  | 0 | 0 | 19-20
95 | 12 Module box | 0 | No | 205 | 0 |  |  | 0 | 0 | 20-21
43 | 12 Module box | 0 | No | 226 | 0 |  |  | 0 | 0 | 21-22
33 | 12 Module box | 0 | No | 245 | 0 |  |  | 0 | 0 | 22-23
86 | 8 Module box | 0 | No | 170 | 0 |  |  | 0 | 0 | 19-20
96 | 8 Module box | 0 | No | 170 | 0 |  |  | 0 | 0 | 20-21
86 | 8 Module box | 0 | No | 187 | 0 |  |  | 0 | 0 | 21-22
34 | 8 Module box | 0 | No | 203 | 0 |  |  | 0 | 0 | 22-23
87 | 6 Module box | 0 | No | 130 | 0 |  |  | 0 | 0 | 19-20
97 | 6 Module box | 0 | No | 130 | 0 |  |  | 0 | 0 | 20-21
87 | 6 Module box | 0 | No | 143 | 0 |  |  | 0 | 0 | 21-22
87 | 6 Module box | 0 | No | 155 | 0 |  |  | 0 | 0 | 22-23
88 | 4 Module box | 0 | No | 95 | 0 |  |  | 0 | 0 | 19-20
91 | 4 Module box | 0 | No | 95 | 0 |  |  | 0 | 0 | 20-21
44 | 4 Module box | 0 | No | 105 | 0 |  |  | 0 | 0 | 21-22
88 | 4 Module box | 0 | No | 114 | 0 |  |  | 0 | 0 | 22-23
57 | 18 Module box | 0 | No | 335 | 0 |  |  | 0 | 0 | 19-20
57 | 18 Module box | 0 | No | 335 | 0 |  |  | 0 | 0 | 20-21
57 | 18 Module box | 0 | No | 369 | 0 |  |  | 0 | 0 | 21-22
57 | 18 Module box | 0 | No | 400 | 0 |  |  | 0 | 0 | 22-23
86 | 2 Module box | 0 | No | 57 | 0 |  |  | 0 | 0 | 19-20
98 | 2 Module box | 0 | No | 57 | 0 |  |  | 0 | 0 | 20-21
86 | 2 Module box | 0 | No | 63 | 0 |  |  | 0 | 0 | 21-22
86 | 2 Module box | 0 | No | 68 | 0 |  |  | 0 | 0 | 22-23
89 | Wiring for bulb and light points | 0 | Poi | 383.5 | 0 |  |  | 0 | 0 | 19-20
99 | Wiring for bulb and light points | 0 | Poi | 395.5 | 0 |  |  | 0 | 0 | 20-21
89 | Wiring for bulb and light points | 0 | Poi | 436.33 | 0 |  |  | 0 | 0 | 21-22
35 | Wiring for bulb and light points | 0 | Poi | 481.67 | 0 |  |  | 0 | 0 | 22-23
41 | Wiring for bulb and fan points | 0 | Poi | 402.5 | 0 |  |  | 0 | 0 | 19-20
41 | Wiring for bulb and fan points | 0 | Poi | 414.5 | 0 |  |  | 0 | 0 | 20-21
41 | Wiring for bulb and fan points | 0 | Poi | 457.33 | 0 |  |  | 0 | 0 | 21-22
34 | Wiring for bulb and fan points | 0 | Poi | 503.67 | 0 |  |  | 0 | 0 | 22-23
90 | 1Sqm copper cable | 0 | Rm | 18.59 | 0 |  |  | 0 | 0 | 19-20
100 | 1Sqm copper cable | 0 | Rm | 19.09 | 0 |  |  | 0 | 0 | 20-21
90 | 1Sqm copper cable | 0 | Rm | 21.19 | 0 |  |  | 0 | 0 | 21-22
35 | 1Sqm copper cable | 0 | Rm | 23.55 | 0 |  |  | 0 | 0 | 22-23
91 | 1.50 Sqm copper cable | 0 | Rm | 60.7 | 0 |  |  | 0 | 0 | 19-20
91 | 1.50 Sqm copper cable | 0 | Rm | 60.7 | 0 |  |  | 0 | 0 | 20-21
91 | 1.50 Sqm copper cable | 0 | Rm | 69.83 | 0 |  |  | 0 | 0 | 21-22
36 | 1.50 Sqm copper cable | 0 | Rm | 79.48 | 0 |  |  | 0 | 0 | 22-23
91 | 2.5 Sqm copper cable | 0 | Rm | 64.8731 | 0 |  |  | 0 | 0 | 19-20
101 | 2.5 Sqm copper cable | 0 | Rm | 65.8685 | 0 |  |  | 0 | 0 | 20-21
91 | 2.5 Sqm copper cable | 0 | Rm | 74.224 | 0 |  |  | 0 | 0 | 21-22
91 | 2.5 Sqm copper cable | 0 | Rm | 83.3335 | 0 |  |  | 0 | 0 | 22-23
73 | 4 Sqm copper cable | 0 | Rm | 98.56 | 0 |  |  | 0 | 0 | 19-20
102 | 4 Sqm copper cable | 0 | Rm | 100.05 | 0 |  |  | 0 | 0 | 20-21
73 | 4 Sqm copper cable | 0 | Rm | 112.78 | 0 |  |  | 0 | 0 | 21-22
73 | 4 Sqm copper cable | 0 | Rm | 126.65 | 0 |  |  | 0 | 0 | 22-23
92 | 6.0 Sqm copper cable | 0 | Rm | 50.795 | 0 |  |  | 0 | 0 | 19-20
103 | 6.0 Sqm copper cable | 0 | Rm | 54.465 | 0 |  |  | 0 | 0 | 20-21
92 | 6.0 Sqm copper cable | 0 | Rm | 56.314 | 0 |  |  | 0 | 0 | 21-22
36 | 6.0 Sqm copper cable | 0 | Rm | 64.563 | 0 |  |  | 0 | 0 | 22-23
93 | 12 M box - cover frame | 0 | No | 190 | 0 |  |  | 0 | 0 | 19-20
104 | 12 M box - cover frame | 0 | No | 190 | 0 |  |  | 0 | 0 | 20-21
93 | 12 M box - cover frame | 0 | No | 209 | 0 |  |  | 0 | 0 | 21-22
37 | 12 M box - cover frame | 0 | No | 209 | 0 |  |  | 0 | 0 | 22-23
94 | ~do~ for 8 M | 0 | No | 155 | 0 |  |  | 0 | 0 | 19-20
105 | ~do~ for 8 M | 0 | No | 155 | 0 |  |  | 0 | 0 | 20-21
94 | ~do~ for 8 M | 0 | No | 171 | 0 |  |  | 0 | 0 | 21-22
38 | ~do~ for 8 M | 0 | No | 171 | 0 |  |  | 0 | 0 | 22-23
95 | ~do~ for 6 M | 0 | No | 120 | 0 |  |  | 0 | 0 | 19-20
106 | ~do~ for 6 M | 0 | No | 120 | 0 |  |  | 0 | 0 | 20-21
95 | ~do~ for 6 M | 0 | No | 132 | 0 |  |  | 0 | 0 | 21-22
95 | ~do~ for 6 M | 0 | No | 132 | 0 |  |  | 0 | 0 | 22-23
96 | ~do~ for 4 M | 0 | No | 80 | 0 |  |  | 0 | 0 | 19-20
99 | ~do~ for 4 M | 0 | No | 80 | 0 |  |  | 0 | 0 | 20-21
96 | ~do~ for 4 M | 0 | No | 88 | 0 |  |  | 0 | 0 | 21-22
96 | ~do~ for 4 M | 0 | No | 88 | 0 |  |  | 0 | 0 | 22-23
65 | ~do~ for 18 M | 0 | No | 310 | 0 |  |  | 0 | 0 | 19-20
65 | ~do~ for 18 M | 0 | No | 310 | 0 |  |  | 0 | 0 | 20-21
65 | ~do~ for 18 M | 0 | No | 341 | 0 |  |  | 0 | 0 | 21-22
65 | ~do~ for 18 M | 0 | No | 341 | 0 |  |  | 0 | 0 | 22-23
39 | ~do~ for 16 M | 0 | No | 300 | 0 |  |  | 0 | 0 | 19-20
39 | ~do~ for 16 M | 0 | No | 300 | 0 |  |  | 0 | 0 | 20-21
39 | ~do~ for 16 M | 0 | No | 331 | 0 |  |  | 0 | 0 | 21-22
39 | ~do~ for 16 M | 0 | No | 359 | 0 |  |  | 0 | 0 | 22-23
94 | ~do~ for 2 M | 0 | No | 60 | 0 |  |  | 0 | 0 | 19-20
107 | ~do~ for 2 M | 0 | No | 60 | 0 |  |  | 0 | 0 | 20-21
94 | ~do~ for 2 M | 0 | No | 66 | 0 |  |  | 0 | 0 | 21-22
94 | ~do~ for 2 M | 0 | No | 66 | 0 |  |  | 0 | 0 | 22-23
97 | 6A 3/2 pin wall plug socket | 0 | No | 105.531 | 0 |  |  | 0 | 0 | 19-20
108 | 6A 3/2 socket | 0 | No | 109.685 | 0 |  |  | 0 | 0 | 20-21
97 | 6A 3/2 pin wall plug socket | 0 | No | 118.04 | 0 |  |  | 0 | 0 | 21-22
39 | 6A 3/2 pin wall plug socket | 0 | No | 125.735 | 0 |  |  | 0 | 0 | 22-23
137 | 16A 3/2 pin wall plug socket | 0 | No | 344.3 | 0 |  |  | 0 | 0 | 19-20
110 | 16A 3/2 socket | 0 | No | 375.5 | 0 |  |  | 0 | 0 | 20-21
137 | 16A 3/2 pin wall plug socket | 0 | No | 410 | 0 |  |  | 0 | 0 | 21-22
137 | 16A 3/2 pin wall plug socket | 0 | No | 422.5 | 0 |  |  | 0 | 0 | 22-23
89 | 6A 2 pin wall plug socket | 0 | No | 99.531 | 0 |  |  | 0 | 0 | 19-20
89 | 6A 2 pin wall plug socket | 0 | No | 103.685 | 0 |  |  | 0 | 0 | 20-21
89 | 6A 2 pin wall plug socket | 0 | No | 112.04 | 0 |  |  | 0 | 0 | 21-22
89 | 6A 2 pin wall plug socket | 0 | No | 119.735 | 0 |  |  | 0 | 0 | 22-23
109 | 6A flush type Neon Indicator. | 0 | No | 18 | 0 |  |  | 0 | 0 | 19-20
111 | Neon Indicator. | 0 | No | 18 | 0 |  |  | 0 | 0 | 20-21
109 | 6A flush type Neon Indicator. | 0 | No | 20 | 0 |  |  | 0 | 0 | 21-22
109 | 6A flush type Neon Indicator. | 0 | No | 21 | 0 |  |  | 0 | 0 | 22-23
99 | Battan holder | 0 | No | 177.65 | 0 |  |  | 0 | 0 | 19-20
112 | Battan holder | 0 | No | 120.75 | 0 |  |  | 0 | 0 | 20-21
99 | Battan holder | 0 | No | 122 | 0 |  |  | 0 | 0 | 21-22
40 | Battan holder | 0 | No | 127.25 | 0 |  |  | 0 | 0 | 22-23
105 | S&F of ceiling fan | 0 | No | 2636.625 | 0 |  |  | 0 | 0 | 19-20
105 | S&F of ceiling fan | 0 | No | 2644.375 | 0 |  |  | 0 | 0 | 20-21
105 | S&F of ceiling fan | 0 | No | 3020.38 | 0 |  |  | 0 | 0 | 21-22
96 | S&F of ceiling fan | 0 | No | 3312.185 | 0 |  |  | 0 | 0 | 22-23
100 | S&F of ceiling fan | 0 | No | 2323 | 0 |  |  | 0 | 0 | 19-20
113 | S&F of ceiling fan | 0 | No | 2323 | 0 |  |  | 0 | 0 | 20-21
100 | S&F of ceiling fan | 0 | No | 2671.45 | 0 |  |  | 0 | 0 | 21-22
100 | S&F of ceiling fan | 0 | No | 2941.12 | 0 |  |  | 0 | 0 | 22-23
101 | Fan regulator | 0 | No | 237.5 | 0 |  |  | 0 | 0 | 19-20
114 | Fan regulator | 0 | No | 241 | 0 |  |  | 0 | 0 | 20-21
101 | Fan regulator | 0 | No | 263 | 0 |  |  | 0 | 0 | 21-22
101 | Fan regulator | 0 | No | 278 | 0 |  |  | 0 | 0 | 22-23
102 | Labour charges for fixing fan | 0 | No | 133.625 | 0 |  |  | 0 | 0 | 19-20
115 | Labour charges for fixing fan | 0 | No | 141.375 | 0 |  |  | 0 | 0 | 20-21
102 | Labour charges for fixing fan | 0 | No | 158.43 | 0 |  |  | 0 | 0 | 21-22
102 | Labour charges for fixing fan | 0 | No | 163.065 | 0 |  |  | 0 | 0 | 22-23
103 | Fan hook | 0 | No | 252.388 | 0 |  |  | 0 | 0 | 19-20
116 | Fan hook | 0 | No | 195.17 | 0 |  |  | 0 | 0 | 20-21
103 | Fan hook | 0 | No | 208.13 | 0 |  |  | 0 | 0 | 21-22
103 | Fan hook | 0 | No | 230.73 | 0 |  |  | 0 | 0 | 22-23
95 | steel tube down rod for ceiling fan | 0 | No | 126.8 | 0 |  |  | 0 | 0 | 19-20
95 | steel tube down rod for ceiling fan | 0 | No | 129.5 | 0 |  |  | 0 | 0 | 20-21
95 | steel tube down rod for ceiling fan | 0 | No | 147 | 0 |  |  | 0 | 0 | 21-22
95 | steel tube down rod for ceiling fan | 0 | No | 161.5 | 0 |  |  | 0 | 0 | 22-23
104 | S&F of Tube light | 0 | No | 404.1 | 0 |  |  | 0 | 0 | 19-20
117 | S&F of Tube light | 0 | No | 410.5 | 0 |  |  | 0 | 0 | 20-21
104 | S&F of Tube light | 0 | No | 395.93 | 0 |  |  | 0 | 0 | 21-22
41 | S&F of Tube light | 0 | No | 406.44 | 0 |  |  | 0 | 0 | 22-23
116 | S&F of street 20W light | 0 | No | 1980 | 0 |  |  | 0 | 0 | 19-20
116 | S&F of street 20W light | 0 | No | 1980 | 0 |  |  | 0 | 0 | 20-21
116 | S&F of street 20W light | 0 | No | 1822 | 0 |  |  | 0 | 0 | 21-22
116 | S&F of street 20W light | 0 | No | 1822 | 0 |  |  | 0 | 0 | 22-23
116 | S&F of street 60W light | 0 | No | 5900 | 0 |  |  | 0 | 0 | 19-20
116 | S&F of street 60W light | 0 | No | 5900 | 0 |  |  | 0 | 0 | 20-21
116 | S&F of street 60W light | 0 | No | 5428 | 0 |  |  | 0 | 0 | 21-22
116 | S&F of street 60W light | 0 | No | 5428 | 0 |  |  | 0 | 0 | 22-23
105 | SPN Distribution board | 0 | No | 2936 | 0 |  |  | 0 | 0 | 19-20
118 | SPN Distribution board | 0 | No | 2995 | 0 |  |  | 0 | 0 | 20-21
105 | SPN Distribution board | 0 | No | 3255 | 0 |  |  | 0 | 0 | 21-22
42 | SPN Distribution board | 0 | No | 3662 | 0 |  |  | 0 | 0 | 22-23
144 | Light duty exhaust fan | 0 | No | 1290 | 0 |  |  | 0 | 0 | 19-20
144 | Light duty exhaust fan | 0 | No | 1290 | 0 |  |  | 0 | 0 | 20-21
144 | Light duty exhaust fan | 0 | No | 1484 | 0 |  |  | 0 | 0 | 21-22
144 | Light duty exhaust fan | 0 | No | 1634 | 0 |  |  | 0 | 0 | 22-23
106 | S&F of Fuse point | 0 | No | 886.8 | 0 |  |  | 0 | 0 | 19-20
119 | S&F of Fuse point | 0 | No | 905 | 0 |  |  | 0 | 0 | 20-21
106 | S&F of Fuse point | 0 | No | 1005.6 | 0 |  |  | 0 | 0 | 21-22
43 | S&F of Fuse point | 0 | No | 1089.96 | 0 |  |  | 0 | 0 | 22-23
107 | Providng Independent earthing | 0 | No | 3404.82 | 0 |  |  | 0 | 0 | 19-20
120 | Independent earthing | 0 | No | 3432.82 | 0 |  |  | 0 | 0 | 20-21
107 | Providng Independent earthing | 0 | No | 3771.935 | 0 |  |  | 0 | 0 | 21-22
100 | Providng Independent earthing | 0 | No | 4142.425 | 0 |  |  | 0 | 0 | 22-23
29 | Difference in cost of Sand |  |  | 5: -53531; 8: 0; 9: -53531
30 | Difference in cost of Steel rate |  |  | 5: 64528; 8: 0; 9: 64528
129 | Provision for Name board |  |  | 5: 0; 8: 0; 9: 0
126 | Soil investigation charges |  |  | 5: 0; 8: 0; 9: 0
103 | Provision for Work file |  |  | 5: 0; 8: 0; 9: 0
| PART-B |  |  | 5: .00001
1 | Clearing light jungle | 0 | Sqm | 6.06 | 0 |  |  | 0 | 0 | 22-23
33 | Earthwork excavation | 0 | Cum | 144.26 | 0 |  |  | 0 | 0 | 22-23
34 | PCC (1:4:8) for bed concrete | 0 | Cum | 4583.31 | 0 |  |  | 0 | 0 | 22-23
4 | PCC (1:5:10) for bed concrete | 0 | Cum | 4431.03 | 0 |  |  | 0 | 0 | 22-23
3 | Selected earth filling | 0 | Cum | 216.13 | 0 |  |  | 0 | 0 | 22-23
5 | Filling basement with Gravel | 0 | Cum | 272.13 | 0 |  |  | 0 | 0 | 22-23
4 | Sand filling | 0 | Cum | 1603.13 | 0 |  |  | 0 | 0 | 22-23
4 | Refilling with excavated soil | 0 | Cum | 284.4 | 0 |  |  | 0 | 0 | 22-23
5 | VRCC M25 grade for column footings | 0 | Cum | 8062.18 | 0 |  |  | 0 | 0 | 22-23
6 | ~do~ for pedastal concrete | 0 | Cum | 8501.18 | 0 |  |  | 0 | 0 | 22-23
7 | ~do~ for columns | 0 | Cum | 10417.6 | 0 |  |  | 0 | 0 | 22-23
8 | ~do~ for Plinth beam | 0 | Cum | 10162.18 | 0 |  |  | 0 | 0 | 22-23
9 | ~do~ for Roof beams | 0 | Cum | 9921.19 | 0 |  |  | 0 | 0 | 22-23
10 | ~do~ for Slab 125mm | 0 | Sqm | 1202.4 | 0 |  |  | 0 | 0 | 22-23
11 | ~do~ for Slab 150mm | 0 | Sqm | 1345.28 | 0 |  |  | 0 | 0 | 22-23
11 | ~do~ for Slab 100mm | 0 | Sqm | 1059.52 | 0 |  |  | 0 | 0 | 22-23
11 | ~do~ for Slab 50mm | 0 | Sqm | 526.3 | 0 |  |  | 0 | 0 | 22-23
15 | ~do~ for Slab 25mm | 0 | Sqm | 385.15 | 0 |  |  | 0 | 0 | 22-23
22 | ~do~ for Lintels | 0 | Cum | 10584.6 | 0 |  |  | 0 | 0 | 22-23
23 | ~do~ for Sunshades | 0 | Rm | 518.52 | 0 |  |  | 0 | 0 | 22-23
33 | impervious coat-12mm | 0 | Sqm | 315.69 | 0 |  |  | 0 | 0 | 22-23
14 | impervious coat-20mm | 0 | Sqm | 405.78 | 0 |  |  | 0 | 0 | 22-23
27 | PCC M25 for Flooring | 0 | Cum | 5601.67 | 0 |  |  | 0 | 0 | 22-23
15 | RR Masonary in CM (1:6) | 0 | Cum | 3828.35 | 0 |  |  | 0 | 0 | 22-23
37 | BM in CM (1:8) | 0 | Cum | 6869.83 | 0 |  |  | 0 | 0 | 22-23
46 | BM in CM (1:6) | 0 | Cum | 6926.23 | 0 |  |  | 0 | 0 | 22-23
26 | RBM in CM (1:6) | 0 | Sqm | 865.32 | 0 |  |  | 0 | 0 | 22-23
18 | Fly ash cement bricks | 0 | Sqm | 6281.37 | 0 |  |  | 0 | 0 | 22-23
16 | RCM drop wall | 0 | Sqm | 2232.97 | 0 |  |  | 0 | 0 | 22-23
31 | Ornamental Plastering | 0 | Sqm | 318.2 | 0 |  |  | 0 | 0 | 22-23
47 | Plastering 12mm thick 1 coat | 0 | Sqm | 294.71 | 0 |  |  | 0 | 0 | 22-23
28 | Plastering 20mm thick 1 coat | 0 | Sqm | 314.9 | 0 |  |  | 0 | 0 | 22-23
32 | Plastering 12mm thick 2 coats | 0 | Sqm | 388.21 | 0 |  |  | 0 | 0 | 22-23
41 | Plastering 20mm thick 2 coats | 0 | Sqm | 404.02 | 0 |  |  | 0 | 0 | 22-23
48 | Flooring with vitrified tiles | 0 | Sqm | 1067.36 | 0 |  |  | 0 | 0 | 22-23
49 | ~do~ for skirting | 0 | Sqm | 1062.03 | 0 |  |  | 0 | 0 | 22-23
44 | Flooring with Granite stones | 0 | sqm | 3115.07 | 0 |  |  | 0 | 0 | 22-23
45 | ~do~ for skirting | 0 | Sqm | 2905.43 | 0 |  |  | 0 | 0 | 22-23
42 | Flooring with Terrazo tiles | 0 | Sqm | 744.7 | 0 |  |  | 0 | 0 | 22-23
43 | ~do~ for skirting | 0 | Sqm | 750.18 | 0 |  |  | 0 | 0 | 22-23
50 | Ceramic non skid tiles | 0 | Sqm | 801.83 | 0 |  |  | 0 | 0 | 22-23
51 | ~do~ for skirting | 0 | Sqm | 518.15 | 0 |  |  | 0 | 0 | 22-23
31 | Pressed floor tiles | 22.14 | Sqm | 1017.93 | 22537 |  |  | 22.14 | 22537 | 22-23
44 | White washing one coat | 0 | Sqm | 24.05 | 0 |  |  | 0 | 0 | 22-23
30 | Wall putty for internal walls | 0 | Sqm | 173.73 | 0 |  |  | 0 | 0 | 22-23
32 | Emulsion for internal walls | 268.64 | Sqm | 146.82 | 39442 |  |  | 268.64 | 39442 | 22-23
33 | Emulsion for external walls | 223.53 | Sqm | 200.84 | 44894 |  |  | 223.53 | 44894 | 22-23
34 | Water Proof Polish | 14.88 | Sqm | 968.78 | 14415 |  |  | 14.88 | 14415 | 22-23
49 | Rolling shutter to Godown | 0 | Sqm | 4025 | 0 |  |  | 0 | 0 | 22-23
53 | Synthatic Enamil paint | 0 | Sqm | 149.86 | 0 |  |  | 0 | 0 | 22-23
33 | Precasted floor tiles | 0 | Sqm | 610 | 0 |  |  | 0 | 0 | 22-23
36 | Gronolithic concrete | 0 | Sqm | 345.47 | 0 |  |  | 0 | 0 | 22-23
38 | 1200mm dia rcc hume rings | 0 | No | 808 | 0 |  |  | 0 | 0 | 22-23
36 | 900mm dia rcc hume rings | 0 | No | 500 | 0 |  |  | 0 | 0 | 22-23
39 | Precasted hume ring slab | 0 | No | 130 | 0 |  |  | 0 | 0 | 22-23
38 | Cost of steel | 0 | MT | 89280 | 0 |  |  | 0 | 0 | 22-23
31 | VRCC M25 grade for Columns | 0 | Cum | 11192.01 | 0 |  |  | 0 | 0 | 22-23
32 | ~do~ for Beams | 0 | Cum | 10490.18 | 0 |  |  | 0 | 0 | 22-23
33 | ~do~ for Slab 125mm | 0 | Sqm | 1395.89 | 0 |  |  | 0 | 0 | 22-23
26 | ~do~ for Slab 100mm | 0 | Sqm | 1253.01 | 0 |  |  | 0 | 0 | 22-23
34 | ~do~ for Slab 150mm | 0 | Sqm | 1538.77 | 0 |  |  | 0 | 0 | 22-23
58 | ~do~ for Slab 50mm | 0 | Sqm | 694.54 | 0 |  |  | 0 | 0 | 22-23
58 | ~do~ for Slab 25mm | 0 | Sqm | 553.39 | 0 |  |  | 0 | 0 | 22-23
39 | ~do~ for Lintels | 0 | Cum | 11212.51 | 0 |  |  | 0 | 0 | 22-23
40 | ~do~ for Sunshades | 0 | Rm | 630.35 | 0 |  |  | 0 | 0 | 22-23
38 | impervious coat -12mm | 0 | Sqm | 339.16 | 0 |  |  | 0 | 0 | 22-23
61 | impervious coat -20mm | 0 | Sqm | 438.06 | 0 |  |  | 0 | 0 | 22-23
41 | BM in CM (1:6) | 0 | Cum | 7283.96 | 0 |  |  | 0 | 0 | 22-23
30 | BM in CM (1:8) | 0 | Cum | 7227.56 | 0 |  |  | 0 | 0 | 22-23
42 | RBM in CM (1:6) | 0 | Sqm | 929.28 | 0 |  |  | 0 | 0 | 22-23
22 | Fly ash cement bricks | 0 | Sqm | 6718.55 | 0 |  |  | 0 | 0 | 22-23
23 | RCM drop wall | 0 | Sqm | 2346.34 | 0 |  |  | 0 | 0 | 22-23
50 | Ornamental Plastering | 0 | Sqm | 351.17 | 0 |  |  | 0 | 0 | 22-23
33 | Plastering 12mm thick 1 coat | 0 | Sqm | 323.04 | 0 |  |  | 0 | 0 | 22-23
34 | Plastering 20mm thick 1 coat | 0 | Sqm | 343.23 | 0 |  |  | 0 | 0 | 22-23
51 | Plastering 12mm thick 2 coats | 0 | Sqm | 425.82 | 0 |  |  | 0 | 0 | 22-23
52 | Plastering 20mm thick 2 coats | 0 | Sqm | 441.63 | 0 |  |  | 0 | 0 | 22-23
42 | PCC M30 for Steps | 0 | Cum | 5722.81 | 0 |  |  | 0 | 0 | 22-23
53 | Flooring with vitrified tiles | 0 | Sqm | 1103.39 | 0 |  |  | 0 | 0 | 22-23
54 | ~do~ for skirting | 0 | Sqm | 1098.05 | 0 |  |  | 0 | 0 | 22-23
55 | Flooring with Granite stones | 0 | sqm | 3181.62 | 0 |  |  | 0 | 0 | 22-23
56 | ~do~ for skirting | 0 | Sqm | 2950.54 | 0 |  |  | 0 | 0 | 22-23
71 | Flooring with Terrazo tiles | 0 | Sqm | 780.73 | 0 |  |  | 0 | 0 | 22-23
72 | ~do~ for skirting | 0 | Sqm | 786.2 | 0 |  |  | 0 | 0 | 22-23
57 | Ceramic non skid tiles | 0 | Sqm | 837.86 | 0 |  |  | 0 | 0 | 22-23
58 | ~do~ for skirting | 0 | Sqm | 527.21 | 0 |  |  | 0 | 0 | 22-23
32 | Pressed floor tiles | 0 | Sqm | 1059.21 | 0 |  |  | 0 | 0 | 22-23
76 | White washing single coat | 0 | Sqm | 25.98 | 0 |  |  | 0 | 0 | 22-23
59 | Wall putty for internal walls | 0 | Sqm | 184.03 | 0 |  |  | 0 | 0 | 22-23
60 | Emulsion for internal walls | 0 | Sqm | 158.36 | 0 |  |  | 0 | 0 | 22-23
61 | Emulsion for external walls | 0 | Sqm | 217.22 | 0 |  |  | 0 | 0 | 22-23
54 | Cost of steel | 0 | MT | 90555 | 0 |  |  | 0 | 0 | 22-23
55 | VRCC M25 mix Concrete for Columns | 0 | Cum | 12013.61 | 0 |  |  | 0 | 0 | 22-23
56 | ~do~ for Beams | 0 | Cum | 11098.56 | 0 |  |  | 0 | 0 | 22-23
57 | ~do~ for Slab 125mm | 0 | Sqm | 1594.17 | 0 |  |  | 0 | 0 | 22-23
26 | ~do~ for Slab 100mm | 0 | Sqm | 1451.29 | 0 |  |  | 0 | 0 | 22-23
57 | ~do~ for Slab 150mm | 0 | Sqm | 1737.05 | 0 |  |  | 0 | 0 | 22-23
58 | ~do~ for Slab 50mm | 0 | Sqm | 865.17 | 0 |  |  | 0 | 0 | 22-23
58 | ~do~ for Slab 25mm | 0 | Sqm | 724.02 | 0 |  |  | 0 | 0 | 22-23
54 | ~do~ for Lintels | 0 | Cum | 11874.81 | 0 |  |  | 0 | 0 | 22-23
60 | ~do~ for Sunshades | 0 | Rm | 744.73 | 0 |  |  | 0 | 0 | 22-23
56 | impervious coat-12mm | 0 | Sqm | 362.63 | 0 |  |  | 0 | 0 | 22-23
61 | impervious coat-20mm | 0 | Sqm | 470.34 | 0 |  |  | 0 | 0 | 22-23
58 | BM in CM (1:6) | 0 | Cum | 7673.4 | 0 |  |  | 0 | 0 | 22-23
30 | BM in CM (1:8) | 0 | Cum | 7617 | 0 |  |  | 0 | 0 | 22-23
59 | RBM for (1:6) | 0 | Sqm | 999.57 | 0 |  |  | 0 | 0 | 22-23
22 | Fly ash cement bricks | 0 | Sqm | 7187.45 | 0 |  |  | 0 | 0 | 22-23
62 | Ornamental Plastering | 0 | Sqm | 385.55 | 0 |  |  | 0 | 0 | 22-23
33 | Plastering 12mm thick 1 coat | 0 | Sqm | 352.1 | 0 |  |  | 0 | 0 | 22-23
34 | Plastering 20mm thick 1 coat | 0 | Sqm | 372.29 | 0 |  |  | 0 | 0 | 22-23
63 | Plastering 12mm thick 2 coats | 0 | Sqm | 464.16 | 0 |  |  | 0 | 0 | 22-23
64 | Plastering 20mm thick 2 coats | 0 | Sqm | 479.98 | 0 |  |  | 0 | 0 | 22-23
13 | PCC M30 for Steps | 0 | Cum | 5843.94 | 0 |  |  | 0 | 0 | 22-23
60 | Flooring with vitrified tiles | 0 | Sqm | 1139.42 | 0 |  |  | 0 | 0 | 22-23
69 | ~do~ for skirting | 0 | Sqm | 1134.08 | 0 |  |  | 0 | 0 | 22-23
50 | Flooring with Granite stones | 0 | sqm | 3248.17 | 0 |  |  | 0 | 0 | 22-23
51 | ~do~ for skirting | 0 | Sqm | 2995.66 | 0 |  |  | 0 | 0 | 22-23
71 | Flooring with Terrazo tiles | 0 | Sqm | 816.76 | 0 |  |  | 0 | 0 | 22-23
72 | ~do~ for skirting | 0 | Sqm | 822.23 | 0 |  |  | 0 | 0 | 22-23
73 | Flooring with Ceramic non skid tiles | 0 | Sqm | 873.89 | 0 |  |  | 0 | 0 | 22-23
74 | ~do~ for skirting | 0 | Sqm | 536.26 | 0 |  |  | 0 | 0 | 22-23
32 | Pressed floor tiles | 0 | Sqm | 1100.49 | 0 |  |  | 0 | 0 | 22-23
76 | White washing single coat | 0 | Sqm | 27.91 | 0 |  |  | 0 | 0 | 22-23
73 | Wall putty for internal walls | 0 | Sqm | 194.34 | 0 |  |  | 0 | 0 | 22-23
65 | Emulsion for internal walls | 0 | Sqm | 169.89 | 0 |  |  | 0 | 0 | 22-23
66 | Emulsion for external walls | 0 | Sqm | 233.59 | 0 |  |  | 0 | 0 | 22-23
65 | Cost of steel | 0 | MT | 91830 | 0 |  |  | 0 | 0 | 22-23
35 | Door of size 1.20 x 1.20 | 1 | No | 22903.66 | 22904 |  |  | 1 | 22904 | 22-23
68 | Door of size 1.20 x 1.20 | 0 | No | 11442.58 | 0 |  |  | 0 | 0 | 22-23
31 | Door of size 0.90 x 2.10mt | 0 | No | 15875.19 | 0 |  |  | 0 | 0 | 22-23
31 | Door of size 0.80 x 2.10mt | 0 | No | 15037.22 | 0 |  |  | 0 | 0 | 22-23
41 | Door of size 0.90 x 1.20 | 0 | No | 11732.03 | 0 |  |  | 0 | 0 | 22-23
36 | Door of size 0.90 x 2.10mt | 1 | No | 7651.36 | 7651 |  |  | 1 | 7651 | 22-23
121 | Door of size 1.20 x 1.20 | 0 | No | 7927.96 | 0 |  |  | 0 | 0 | 22-23
37 | Door of size 1.05 x 2.10mt | 1 | No | 8519.25 | 8519 |  |  | 1 | 8519 | 22-23
122 | Door of size 1.05 x 1.20 | 0 | No | 7005.16 | 0 |  |  | 0 | 0 | 22-23
43 | WPC door with bottom frame | 0 | Sqm | 6846.88 | 0 |  |  | 0 | 0 | 22-23
54 | WPC door without bottom frame | 0 | Sqm | 6132.48 | 0 |  |  | 0 | 0 | 22-23
38 | UPVC windows for 3 tracks | 5.76 | Sqm | 8622 | 49663 |  |  | 5.76 | 49663 | 22-23
72 | ~do~ 2 tracks | 0 | Sqm | 6460 | 0 |  |  | 0 | 0 | 22-23
78 | UPVC windows for 1 track | 0 | Sqm | 6238 | 0 |  |  | 0 | 0 | 22-23
| Single fixed Louvers Ventilator | 0 | Sqm | 4062 | 0 |  |  | 0 | 0 | 22-23
106 | S&F of ventilator | 0 | No | 577.28 | 0 |  |  | 0 | 0 | 22-23
79 | 25mm dia cement jolleys | 0 | Sqm | 604.08 | 0 |  |  | 0 | 0 | 22-23
38 | S&F of Iron Grills | 0 | kgs | 110.38 | 0 |  |  | 0 | 0 | 22-23
73 | S&F of Iron Grills | 0 | Sqm | 3130 | 0 |  |  | 0 | 0 | 22-23
59 | S&F of MS tube | 0 |  | 126.9 | 0 |  |  | 0 | 0 | 22-23
55 | SS for Hand rail | 0 | Sqm | 3345.94 | 0 |  |  | 0 | 0 | 22-23
67 | SS for Ramp | 0 | Sqm | 1514.34 | 0 |  |  | 0 | 0 | 22-23
67 | Stainless steel | 0 | kgs | 568.35 | 0 |  |  | 0 | 0 | 22-23
74 | Granite stone full rounding | 0 | Rm | 453 | 0 |  |  | 0 | 0 | 22-23
56 | 32mm dia CPVC pipes | 0 | Rm | 214 | 0 |  |  | 0 | 0 | 22-23
39 | 25mm dia CPVC pipes | 40 | Rm | 136 | 5440 |  |  | 40 | 5440 | 22-23
82 | 20mm dia CPVC pipes | 0 | Rm | 94 | 0 |  |  | 0 | 0 | 22-23
113 | S&F of 25mm dia PVC pies | 0 | Rm | 35 | 0 |  |  | 0 | 0 | 22-23
40 | Labour charges for CPVC PIPes | 40 | Rm | 33 | 1320 |  |  | 40 | 1320 | 22-23
45 | S&F of Bib Type Taps | 0 | No | 387 | 0 |  |  | 0 | 0 | 22-23
71 | S&F of Bib Type Taps flange Chromeum plated Jaquar make queen series | 0 | No | 1644 | 0 |  |  | 0 | 0 | 22-23
41 | 110mm dia PVC Pipes | 10 | Rm | 149 | 1490 |  |  | 10 | 1490 | 22-23
78 | S&F of 90mm dia PVC Pipes | 0 | Rm | 141.6667 | 0 |  |  | 0 | 0 | 22-23
42 | 75mm dia PVC Pipes | 10 | Rm | 89 | 890 |  |  | 10 | 890 | 22-23
43 | Labour charges for PVC PIPes | 20 | Rm | 79 | 1580 |  |  | 20 | 1580 | 22-23
44 | European water closet | 2 | No | 5297 | 10594 |  |  | 2 | 10594 | 22-23
61 | S&F of Indian type water closet | 0 | No | 1036 | 0 |  |  | 0 | 0 | 22-23
45 | S&F of Wash basin | 2 | No | 2025 | 4050 |  |  | 2 | 4050 | 22-23
82 | S&F of Urinals | 0 | No | 2644 | 0 |  |  | 0 | 0 | 22-23
51 | Nahany trap | 0 | No | 93 | 0 |  |  | 0 | 0 | 22-23
46 | Water storage tank | 500 | lt | 9.5 | 4750 |  |  | 500 | 4750 | 22-23
85 | Drilling with165mm dia borewell | 0 | Rm | 446.4 | 0 |  |  | 0 | 0 | 22-23
64 | Drilling with165mm dia borewell | 0 | Rm | 477.6 | 0 |  |  | 0 | 0 | 22-23
65 | Drilling with165mm dia borewell | 0 | Rm | 535.7 | 0 |  |  | 0 | 0 | 22-23
86 | 180mm dia casing pipe | 0 | Rm | 325 | 0 |  |  | 0 | 0 | 22-23
87 | 1 HP Submersible mortor | 0 | No | 18370 | 0 |  |  | 0 | 0 | 22-23
88 | S& F 40 mm HDPE pip | 0 | Rm | 85 | 0 |  |  | 0 | 0 | 22-23
89 | S&F of 180mm dia bore cap | 0 | No | 300 | 0 |  |  | 0 | 0 | 22-23
90 | S&F of 25mm dia GI pipe | 0 | No | 400 | 0 |  |  | 0 | 0 | 22-23
93 | S&F of 25mm dia GI Bends | 0 | No | 77 | 0 |  |  | 0 | 0 | 22-23
94 | S&F of 25mm dia Clamp set | 0 | No | 194 | 0 |  |  | 0 | 0 | 22-23
91 | 3 core 1.50 sqm flat copper cable | 0 | Rm | 105 | 0 |  |  | 0 | 0 | 22-23
92 | control panel for pump set | 0 | No | 5445 | 0 |  |  | 0 | 0 | 22-23
84 | 25mm dia pvc pipes for roof slab | 0 | Rm | 73.94 | 0 |  |  | 0 | 0 | 22-23
47 | 25mm dia pvc pipes for walls | 40 | Rm | 89.61 | 3584 |  |  | 40 | 3584 | 22-23
122 | Labour for Grooves 2-3mm thick for PVC pipes | 0 | Rm | 64 | 0 |  |  | 0 | 0 | 22-23
48 | 12 Module box | 3 | No | 245 | 735 |  |  | 3 | 735 | 22-23
49 | 8 Module box | 2 | No | 203 | 406 |  |  | 2 | 406 | 22-23
56 | 6 Module box | 0 | No | 155 | 0 |  |  | 0 | 0 | 22-23
57 | 4 Module box | 0 | No | 114 | 0 |  |  | 0 | 0 | 22-23
57 | 18 Module box | 0 | No | 400 | 0 |  |  | 0 | 0 | 22-23
48 | 2 Module box | 0 | No | 68 | 0 |  |  | 0 | 0 | 22-23
50 | Wiring for bulb and light points | 22 | Poi | 481.67 | 10597 |  |  | 22 | 10597 | 22-23
51 | Wiring for bulb and fan points | 6 | Poi | 503.67 | 3022 |  |  | 6 | 3022 | 22-23
90 | 1Sqm copper cable | 0 | Rm | 23.55 | 0 |  |  | 0 | 0 | 22-23
91 | 1.50 Sqm copper cable | 0 | Rm | 79.48 | 0 |  |  | 0 | 0 | 22-23
52 | 2.5 Sqm copper cable | 40 | Rm | 83.3335 | 3333 |  |  | 40 | 3333 | 22-23
73 | 4 Sqm copper cable | 0 | Rm | 126.65 | 0 |  |  | 0 | 0 | 22-23
92 | 6.0 Sqm copper cable | 0 | Rm | 64.563 | 0 |  |  | 0 | 0 | 22-23
53 | 12 M box - cover frame | 3 | No | 209 | 627 |  |  | 3 | 627 | 22-23
54 | ~do~ for 8 M | 2 | No | 171 | 342 |  |  | 2 | 342 | 22-23
63 | ~do~ for 6 M | 0 | No | 132 | 0 |  |  | 0 | 0 | 22-23
64 | ~do~ for 4 M | 0 | No | 88 | 0 |  |  | 0 | 0 | 22-23
55 | ~do~ for 18 M | 3 | No | 297 | 891 |  |  | 3 | 891 | 22-23
56 | ~do~ for 16 M | 3 | No | 359 | 1077 |  |  | 3 | 1077 | 22-23
77 | ~do~ for 2 M | 0 | No | 66 | 0 |  |  | 0 | 0 | 22-23
57 | 6A 3/2 pin wall plug socket | 11 | No | 125.735 | 1383 |  |  | 11 | 1383 | 22-23
79 | 16A 3/2 pin wall plug socket | 0 | No | 422.5 | 0 |  |  | 0 | 0 | 22-23
58 | 6A 2 pin wall plug socket | 3 | No | 119.735 | 359 |  |  | 3 | 359 | 22-23
81 | 6A flush type Neon Indicator. | 0 | No | 21 | 0 |  |  | 0 | 0 | 22-23
59 | Battan holder | 14 | No | 127.25 | 1782 |  |  | 14 | 1782 | 22-23
60 | S&F of ceiling fan | 6 | No | 3312.185 | 19873 |  |  | 6 | 19873 | 22-23
100 | S&F of ceiling fan | 0 | No | 2941.12 | 0 |  |  | 0 | 0 | 22-23
101 | Fan regulator | 0 | No | 278 | 0 |  |  | 0 | 0 | 22-23
102 | Labour charges for fixing fan | 0 | No | 163.065 | 0 |  |  | 0 | 0 | 22-23
61 | Fan hook | 0 | No | 227.41 | 0 |  |  | 0 | 0 | 22-23
95 | steel tube down rod for ceiling fan | 0 | No | 161.5 | 0 |  |  | 0 | 0 | 22-23
61 | S&F of Tube light | 8 | No | 399.94 | 3200 |  |  | 8 | 3200 | 22-23
116 | S&F of street 20W light | 0 | No | 1822 | 0 |  |  | 0 | 0 | 22-23
75 | S&F of street 60W light | 0 | No | 5428 | 0 |  |  | 0 | 0 | 22-23
62 | SPN Distribution board | 1 | No | 3662 | 3662 |  |  | 1 | 3662 | 22-23
144 | Light duty exhaust fan | 0 | No | 1634 | 0 |  |  | 0 | 0 | 22-23
63 | S&F of Fuse point | 1 | No | 1089.96 | 1090 |  |  | 1 | 1090 | 22-23
78 | Providng Independent earthing | 0 | No | 4142.425 | 0 |  |  | 0 | 0 | 22-23
64 | Painting cartoon on walls | 31.746 | Sqm | 630 | 20000 |  |  | 31.746 | 20000 | 22-23
50 | provision for navaratnalu logo | 0 | No | 10000 | 0 |  |  | 0 | 0 | 22-23
[5 empty] | 2034618 | 0 | 0 |  | 2034618
2034618
[5 empty] | 0 | logo

## con 2020-21 (hidden)
Conveyance charges-2020-21
As per Machinery
Lead in KM | Earth/Sand/Gravel | Metal | Bricks 1000Nos | stone
| Initial lead Rete | Initial lead Rete | Initial lead Rete | Add Loading & Unloading | Net Lead Charges
1 | 2 | 3 | 4 | 5 | 6
1 | 30.4 | 29.4 | 48.9 | 43.2
2 | 42.6 | 41.1 | 68.5 | 60.4
3 | 56.8 | 54.8 | 91.3 | 80.6
4 | 69 | 66.5 | 110.9 | 97.8
5 | 81.1 | 78.3 | 130.4 | 115.1
6 | 93.3 | 90 | 150 | 132.4
7 | 105.5 | 101.7 | 169.6 | 149.7
8 | 117.7 | 113.4 | 189.2 | 167
9 | 129.9 | 125.1 | 208.8 | 184.3
10 | 142.1 | 136.8 | 228.4 | 201.6
11 | 154.3 | 148.5 | 248 | 218.9
12 | 166.5 | 160.2 | 267.6 | 236.2
13 | 178.7 | 171.9 | 287.2 | 253.5
14 | 190.9 | 183.6 | 306.8 | 270.8
15 | 203.1 | 195.3 | 326.4 | 288.1
16 | 215.3 | 207 | 346 | 305.4
17 | 227.5 | 218.7 | 365.6 | 322.7
18 | 239.7 | 230.4 | 385.2 | 340
19 | 251.9 | 242.1 | 404.8 | 357.3
20 | 264.1 | 253.8 | 424.4 | 374.6
21 | 276.3 | 265.5 | 444 | 391.9
22 | 288.5 | 277.2 | 463.6 | 409.2
23 | 300.7 | 288.9 | 483.2 | 426.5
24 | 312.9 | 300.6 | 502.8 | 443.8
25 | 325.1 | 312.3 | 522.4 | 461.1
26 | 337.3 | 324 | 542 | 478.4
27 | 349.5 | 335.7 | 561.6 | 495.7
28 | 361.7 | 347.4 | 581.2 | 513
29 | 373.9 | 359.1 | 600.8 | 530.3
30 | 386.1 | 370.8 | 620.4 | 547.6
31 | 396.2 | 380.6 | 636.7 | 562
32 | 406.3 | 390.4 | 653 | 576.4
33 | 416.4 | 400.2 | 669.3 | 590.8
34 | 426.5 | 410 | 685.6 | 605.2
35 | 436.6 | 419.8 | 701.9 | 619.6
36 | 446.7 | 429.6 | 718.2 | 634
37 | 456.8 | 439.4 | 734.5 | 648.4
38 | 466.9 | 449.2 | 750.8 | 662.8
39 | 477 | 459 | 767.1 | 677.2
40 | 487.1 | 468.8 | 783.4 | 691.6
41 | 497.2 | 478.6 | 799.7 | 706
42 | 507.3 | 488.4 | 816 | 720.4
43 | 517.4 | 498.2 | 832.3 | 734.8
44 | 527.5 | 508 | 848.6 | 749.2
45 | 537.6 | 517.8 | 864.9 | 763.6
46 | 547.7 | 527.6 | 881.2 | 778
47 | 557.8 | 537.4 | 897.5 | 792.4
48 | 567.9 | 547.2 | 913.8 | 806.8
49 | 578 | 557 | 930.1 | 821.2
50 | 588.1 | 566.8 | 946.4 | 835.6
51 | 598.2 | 576.6 | 962.7 | 850
52 | 608.3 | 586.4 | 979 | 864.4
53 | 618.4 | 596.2 | 995.3 | 878.8
54 | 628.5 | 606 | 1011.6 | 893.2
55 | 638.6 | 615.8 | 1027.9 | 907.6
56 | 648.7 | 625.6 | 1044.2 | 922
57 | 658.8 | 635.4 | 1060.5 | 936.4
58 | 668.9 | 645.2 | 1076.8 | 950.8
59 | 679 | 655 | 1093.1 | 965.2
60 | 689.1 | 664.8 | 1109.4 | 979.6
61 | 699.2 | 674.6 | 1125.7 | 994
62 | 709.3 | 684.4 | 1142 | 1008.4
63 | 719.4 | 694.2 | 1158.3 | 1022.8
64 | 729.5 | 704 | 1174.6 | 1037.2
65 | 739.6 | 713.8 | 1190.9 | 1051.6
66 | 749.7 | 723.6 | 1207.2 | 1066
67 | 759.8 | 733.4 | 1223.5 | 1080.4
68 | 769.9 | 743.2 | 1239.8 | 1094.8
69 | 780 | 753 | 1256.1 | 1109.2
70 | 790.1 | 762.8 | 1272.4 | 1123.6
71 | 800.2 | 772.6 | 1288.7 | 1138
72 | 810.3 | 782.4 | 1305 | 1152.4
73 | 820.4 | 792.2 | 1321.3 | 1166.8
74 | 830.5 | 802 | 1337.6 | 1181.2
75 | 840.6 | 811.8 | 1353.9 | 1195.6
76 | 850.7 | 821.6 | 1370.2 | 1210
77 | 860.8 | 831.4 | 1386.5 | 1224.4
78 | 870.9 | 841.2 | 1402.8 | 1238.8
79 | 881 | 851 | 1419.1 | 1253.2
80 | 891.1 | 860.8 | 1435.4 | 1267.6
81 | 901.2 | 870.6 | 1451.7 | 1282
82 | 911.3 | 880.4 | 1468 | 1296.4
83 | 921.4 | 890.2 | 1484.3 | 1310.8
84 | 931.5 | 900 | 1500.6 | 1325.2
85 | 941.6 | 909.8 | 1516.9 | 1339.6
86 | 951.7 | 919.6 | 1533.2 | 1354
87 | 961.8 | 929.4 | 1549.5 | 1368.4
88 | 971.9 | 939.2 | 1565.8 | 1382.8
89 | 982 | 949 | 1582.1 | 1397.2
90 | 992.1 | 958.8 | 1598.4 | 1411.6
91 | 1002.2 | 968.6 | 1614.7 | 1426
92 | 1012.3 | 978.4 | 1631 | 1440.4
93 | 1022.4 | 988.2 | 1647.3 | 1454.8
94 | 1032.5 | 998 | 1663.6 | 1469.2
95 | 1042.6 | 1007.8 | 1679.9 | 1483.6
96 | 1052.7 | 1017.6 | 1696.2 | 1498
97 | 1062.8 | 1027.4 | 1712.5 | 1512.4
98 | 1072.9 | 1037.2 | 1728.8 | 1526.8
99 | 1083 | 1047 | 1745.1 | 1541.2
100 | 1093.1 | 1056.8 | 1761.4 | 1555.6
101 | 1103.2 | 1066.6 | 1777.7 | 1570
102 | 1113.3 | 1076.4 | 1794 | 1584.4
103 | 1123.4 | 1086.2 | 1810.3 | 1598.8
104 | 1133.5 | 1096 | 1826.6 | 1613.2
105 | 1143.6 | 1105.8 | 1842.9 | 1627.6
106 | 1153.7 | 1115.6 | 1859.2 | 1642
107 | 1163.8 | 1125.4 | 1875.5 | 1656.4
108 | 1173.9 | 1135.2 | 1891.8 | 1670.8
109 | 1184 | 1145 | 1908.1 | 1685.2
110 | 1194.1 | 1154.8 | 1924.4 | 1699.6
111 | 1204.2 | 1164.6 | 1940.7 | 1714
112 | 1214.3 | 1174.4 | 1957 | 1728.4
113 | 1224.4 | 1184.2 | 1973.3 | 1742.8
114 | 1234.5 | 1194 | 1989.6 | 1757.2
115 | 1244.6 | 1203.8 | 2005.9 | 1771.6
116 | 1254.7 | 1213.6 | 2022.2 | 1786
117 | 1264.8 | 1223.4 | 2038.5 | 1800.4
118 | 1274.9 | 1233.2 | 2054.8 | 1814.8
119 | 1285 | 1243 | 2071.1 | 1829.2
120 | 1295.1 | 1252.8 | 2087.4 | 1843.6
121 | 1305.2 | 1262.6 | 2103.7 | 1858
122 | 1315.3 | 1272.4 | 2120 | 1872.4
123 | 1325.4 | 1282.2 | 2136.3 | 1886.8
124 | 1335.5 | 1292 | 2152.6 | 1901.2
125 | 1345.6 | 1301.8 | 2168.9 | 1915.6
126 | 1355.7 | 1311.6 | 2185.2 | 1930
127 | 1365.8 | 1321.4 | 2201.5 | 1944.4
128 | 1375.9 | 1331.2 | 2217.8 | 1958.8
129 | 1386 | 1341 | 2234.1 | 1973.2
130 | 1396.1 | 1350.8 | 2250.4 | 1987.6
131 | 1406.2 | 1360.6 | 2266.7 | 2002
132 | 1416.3 | 1370.4 | 2283 | 2016.4
133 | 1426.4 | 1380.2 | 2299.3 | 2030.8
134 | 1436.5 | 1390 | 2315.6 | 2045.2
135 | 1446.6 | 1399.8 | 2331.9 | 2059.6
136 | 1456.7 | 1409.6 | 2348.2 | 2074
137 | 1466.8 | 1419.4 | 2364.5 | 2088.4
138 | 1476.9 | 1429.2 | 2380.8 | 2102.8
139 | 1487 | 1439 | 2397.1 | 2117.2
140 | 1497.1 | 1448.8 | 2413.4 | 2131.6
141 | 1507.2 | 1458.6 | 2429.7 | 2146
142 | 1517.3 | 1468.4 | 2446 | 2160.4
143 | 1527.4 | 1478.2 | 2462.3 | 2174.8
144 | 1537.5 | 1488 | 2478.6 | 2189.2
145 | 1547.6 | 1497.8 | 2494.9 | 2203.6
146 | 1557.7 | 1507.6 | 2511.2 | 2218
147 | 1567.8 | 1517.4 | 2527.5 | 2232.4
148 | 1577.9 | 1527.2 | 2543.8 | 2246.8
149 | 1588 | 1537 | 2560.1 | 2261.2
150 | 1598.1 | 1546.8 | 2576.4 | 2275.6
151 | 1608.2 | 1556.6 | 2592.7 | 2290
152 | 1618.3 | 1566.4 | 2609 | 2304.4
153 | 1628.4 | 1576.2 | 2625.3 | 2318.8
154 | 1638.5 | 1586 | 2641.6 | 2333.2
155 | 1648.6 | 1595.8 | 2657.9 | 2347.6
156 | 1658.7 | 1605.6 | 2674.2 | 2362
157 | 1668.8 | 1615.4 | 2690.5 | 2376.4
158 | 1678.9 | 1625.2 | 2706.8 | 2390.8
159 | 1689 | 1635 | 2723.1 | 2405.2
160 | 1699.1 | 1644.8 | 2739.4 | 2419.6
161 | 1709.2 | 1654.6 | 2755.7 | 2434
162 | 1719.3 | 1664.4 | 2772 | 2448.4
163 | 1729.4 | 1674.2 | 2788.3 | 2462.8
164 | 1739.5 | 1684 | 2804.6 | 2477.2
165 | 1749.6 | 1693.8 | 2820.9 | 2491.6
166 | 1759.7 | 1703.6 | 2837.2 | 2506
167 | 1769.8 | 1713.4 | 2853.5 | 2520.4
168 | 1779.9 | 1723.2 | 2869.8 | 2534.8
169 | 1790 | 1733 | 2886.1 | 2549.2
170 | 1800.1 | 1742.8 | 2902.4 | 2563.6
171 | 1810.2 | 1752.6 | 2918.7 | 2578
172 | 1820.3 | 1762.4 | 2935 | 2592.4
173 | 1830.4 | 1772.2 | 2951.3 | 2606.8
174 | 1840.5 | 1782 | 2967.6 | 2621.2
175 | 1850.6 | 1791.8 | 2983.9 | 2635.6
176 | 1860.7 | 1801.6 | 3000.2 | 2650
177 | 1870.8 | 1811.4 | 3016.5 | 2664.4
178 | 1880.9 | 1821.2 | 3032.8 | 2678.8
179 | 1891 | 1831 | 3049.1 | 2693.2
180 | 1901.1 | 1840.8 | 3065.4 | 2707.6
181 | 1911.2 | 1850.6 | 3081.7 | 2722
182 | 1921.3 | 1860.4 | 3098 | 2736.4
183 | 1931.4 | 1870.2 | 3114.3 | 2750.8
184 | 1941.5 | 1880 | 3130.6 | 2765.2
185 | 1951.6 | 1889.8 | 3146.9 | 2779.6
186 | 1961.7 | 1899.6 | 3163.2 | 2794
187 | 1971.8 | 1909.4 | 3179.5 | 2808.4
188 | 1981.9 | 1919.2 | 3195.8 | 2822.8
189 | 1992 | 1929 | 3212.1 | 2837.2
190 | 2002.1 | 1938.8 | 3228.4 | 2851.6
191 | 2012.2 | 1948.6 | 3244.7 | 2866
192 | 2022.3 | 1958.4 | 3261 | 2880.4
193 | 2032.4 | 1968.2 | 3277.3 | 2894.8
194 | 2042.5 | 1978 | 3293.6 | 2909.2
195 | 2052.6 | 1987.8 | 3309.9 | 2923.6
196 | 2062.7 | 1997.6 | 3326.2 | 2938
197 | 2072.8 | 2007.4 | 3342.5 | 2952.4
198 | 2082.9 | 2017.2 | 3358.8 | 2966.8
199 | 2093 | 2027 | 3375.1 | 2981.2
200 | 2103.1 | 2036.8 | 3391.4 | 2995.6
201 | 2113.2 | 2046.6 | 3407.7 | 3010
202 | 2123.3 | 2056.4 | 3424 | 3024.4
203 | 2133.4 | 2066.2 | 3440.3 | 3038.8
204 | 2143.5 | 2076 | 3456.6 | 3053.2
205 | 2153.6 | 2085.8 | 3472.9 | 3067.6
206 | 2163.7 | 2095.6 | 3489.2 | 3082
207 | 2173.8 | 2105.4 | 3505.5 | 3096.4
208 | 2183.9 | 2115.2 | 3521.8 | 3110.8
209 | 2194 | 2125 | 3538.1 | 3125.2
210 | 2204.1 | 2134.8 | 3554.4 | 3139.6
211 | 2214.2 | 2144.6 | 3570.7 | 3154
212 | 2224.3 | 2154.4 | 3587 | 3168.4
213 | 2234.4 | 2164.2 | 3603.3 | 3182.8
214 | 2244.5 | 2174 | 3619.6 | 3197.2
215 | 2254.6 | 2183.8 | 3635.9 | 3211.6
216 | 2264.7 | 2193.6 | 3652.2 | 3226
217 | 2274.8 | 2203.4 | 3668.5 | 3240.4
218 | 2284.9 | 2213.2 | 3684.8 | 3254.8
219 | 2295 | 2223 | 3701.1 | 3269.2
220 | 2305.1 | 2232.8 | 3717.4 | 3283.6
221 | 2315.2 | 2242.6 | 3733.7 | 3298
222 | 2325.3 | 2252.4 | 3750 | 3312.4
223 | 2335.4 | 2262.2 | 3766.3 | 3326.8
224 | 2345.5 | 2272 | 3782.6 | 3341.2
225 | 2355.6 | 2281.8 | 3798.9 | 3355.6
226 | 2365.7 | 2291.6 | 3815.2 | 3370
227 | 2375.8 | 2301.4 | 3831.5 | 3384.4
228 | 2385.9 | 2311.2 | 3847.8 | 3398.8
229 | 2396 | 2321 | 3864.1 | 3413.2
230 | 2406.1 | 2330.8 | 3880.4 | 3427.6
231 | 2416.2 | 2340.6 | 3896.7 | 3442
232 | 2426.3 | 2350.4 | 3913 | 3456.4
233 | 2436.4 | 2360.2 | 3929.3 | 3470.8
234 | 2446.5 | 2370 | 3945.6 | 3485.2
235 | 2456.6 | 2379.8 | 3961.9 | 3499.6
236 | 2466.7 | 2389.6 | 3978.2 | 3514
237 | 2476.8 | 2399.4 | 3994.5 | 3528.4
238 | 2486.9 | 2409.2 | 4010.8 | 3542.8
239 | 2497 | 2419 | 4027.1 | 3557.2
240 | 2507.1 | 2428.8 | 4043.4 | 3571.6
241 | 2517.2 | 2438.6 | 4059.7 | 3586
242 | 2527.3 | 2448.4 | 4076 | 3600.4
243 | 2537.4 | 2458.2 | 4092.3 | 3614.8
244 | 2547.5 | 2468 | 4108.6 | 3629.2
245 | 2557.6 | 2477.8 | 4124.9 | 3643.6
246 | 2567.7 | 2487.6 | 4141.2 | 3658
247 | 2577.8 | 2497.4 | 4157.5 | 3672.4
248 | 2587.9 | 2507.2 | 4173.8 | 3686.8
249 | 2598 | 2517 | 4190.1 | 3701.2
250 | 2608.1 | 2526.8 | 4206.4 | 3715.6
251 | 2618.2 | 2536.6 | 4222.7 | 3730
252 | 2628.3 | 2546.4 | 4239 | 3744.4
253 | 2638.4 | 2556.2 | 4255.3 | 3758.8
254 | 2648.5 | 2566 | 4271.6 | 3773.2
255 | 2658.6 | 2575.8 | 4287.9 | 3787.6
256 | 2668.7 | 2585.6 | 4304.2 | 3802
257 | 2678.8 | 2595.4 | 4320.5 | 3816.4
258 | 2688.9 | 2605.2 | 4336.8 | 3830.8
259 | 2699 | 2615 | 4353.1 | 3845.2
260 | 2709.1 | 2624.8 | 4369.4 | 3859.6
261 | 2719.2 | 2634.6 | 4385.7 | 3874
262 | 2729.3 | 2644.4 | 4402 | 3888.4
263 | 2739.4 | 2654.2 | 4418.3 | 3902.8
264 | 2749.5 | 2664 | 4434.6 | 3917.2
265 | 2759.6 | 2673.8 | 4450.9 | 3931.6
266 | 2769.7 | 2683.6 | 4467.2 | 3946
267 | 2779.8 | 2693.4 | 4483.5 | 3960.4
268 | 2789.9 | 2703.2 | 4499.8 | 3974.8
269 | 2800 | 2713 | 4516.1 | 3989.2
270 | 2810.1 | 2722.8 | 4532.4 | 4003.6
271 | 2820.2 | 2732.6 | 4548.7 | 4018
272 | 2830.3 | 2742.4 | 4565 | 4032.4
273 | 2840.4 | 2752.2 | 4581.3 | 4046.8
274 | 2850.5 | 2762 | 4597.6 | 4061.2
275 | 2860.6 | 2771.8 | 4613.9 | 4075.6
276 | 2870.7 | 2781.6 | 4630.2 | 4090
277 | 2880.8 | 2791.4 | 4646.5 | 4104.4
278 | 2890.9 | 2801.2 | 4662.8 | 4118.8
279 | 2901 | 2811 | 4679.1 | 4133.2
280 | 2911.1 | 2820.8 | 4695.4 | 4147.6
281 | 2921.2 | 2830.6 | 4711.7 | 4162
282 | 2931.3 | 2840.4 | 4728 | 4176.4
283 | 2941.4 | 2850.2 | 4744.3 | 4190.8
284 | 2951.5 | 2860 | 4760.6 | 4205.2
285 | 2961.6 | 2869.8 | 4776.9 | 4219.6
286 | 2971.7 | 2879.6 | 4793.2 | 4234
287 | 2981.8 | 2889.4 | 4809.5 | 4248.4
288 | 2991.9 | 2899.2 | 4825.8 | 4262.8
289 | 3002 | 2909 | 4842.1 | 4277.2
290 | 3012.1 | 2918.8 | 4858.4 | 4291.6
291 | 3022.2 | 2928.6 | 4874.7 | 4306
292 | 3032.3 | 2938.4 | 4891 | 4320.4
293 | 3042.4 | 2948.2 | 4907.3 | 4334.8
294 | 3052.5 | 2958 | 4923.6 | 4349.2
295 | 3062.6 | 2967.8 | 4939.9 | 4363.6
296 | 3072.7 | 2977.6 | 4956.2 | 4378
297 | 3082.8 | 2987.4 | 4972.5 | 4392.4
298 | 3092.9 | 2997.2 | 4988.8 | 4406.8
299 | 3103 | 3007 | 5005.1 | 4421.2
300 | 3113.1 | 3016.8 | 5021.4 | 4435.6
301
302
303
304
305
306
307
308

## R-2
Material Wise Abstract
Name of the Work: Providing Additional Space for Health Staff in Grama Sachivalayam of Baduguleru GP of Kanigiri Mandal
S No | Description of the work | Ground Floor | First Floor | second floor | Total Quantity |  | CW01 | CW02 | CW03 | CW-04 | cw-07 | CW-09 | CW10 | CW-19 | CW-20 | Cement required
Carried over to Previous bill
Add and Dedubt quantity in previous bill
1 | Jungle | 0 |  |  | 0 | M3 | 0 | 0 | 0 | 0 | 0 | 0 |  | 0 | 0 | 0 |  | 19-20
1 | Jungle | 0 |  |  | 0 | M3 | 0 | 0 | 0 | 0 | 0 | 0 |  | 0 | 0 | 0 |  | 20-21
1 | Jungle | 0 |  |  | 0 | M3 | 0 | 0 | 0 | 0 | 0 | 0 |  | 0 | 0 | 0 |  | 21-22
1 | Jungle | 0 |  |  | 0 | M3 | 0 | 0 | 0 | 0 | 0 | 0 |  | 0 | 0 | 0 |  | 22-23
1 | Earthwork | 71.97 |  |  | 71.97 | M3 | 8942 | 0 | 0 | 0 | 0 | 0 |  | 0 | 0 | 0 |  | 19-20
2 | Earthwork | 0 |  |  | 0 | M3 | 0 | 0 | 0 | 0 | 0 | 0 |  | 0 | 0 | 0 |  | 20-21
3 | Earthwork | 0 |  |  | 0 | M3 | 0 | 0 | 0 | 0 | 0 | 0 |  | 0 | 0 | 0 |  | 21-22
19 | Earthwork Excavation | 0 |  |  | 0 | M3 | 0 | 0 | 0 | 0 | 0 | 0 |  | 0 | 0 | 0 |  | 22-23
2 | Sand Filling | 87.51 |  |  | 87.51 | M3 |  | 0 | 87.51 | 0 | 0 | 0 |  | 0 | 0 | 0 |  | 19-20
3 | Sand Filling | 0 |  |  | 0 | M3 |  | 0 | 0 | 0 | 0 | 0 |  | 0 | 0 | 0 |  | 20-21
2 | Sand Filling | 0 |  |  | 0 | M3 |  | 0 | 0 | 0 | 0 | 0 |  | 0 | 0 | 0 |  | 21-22
2 | Sand Filling | 0 |  |  | 0 | M3 |  | 0 | 0 | 0 | 0 | 0 |  | 0 | 0 | 0 |  | 22-23
3 | PCC (1:4:8) | 20.59 |  |  | 20.59 | M3 |  | 66.71 | 0 | 0 | 0 | 18.53 |  | 9.27 |  | 162 | Kg | 19-20
6 | PCC (1:4:8) | 0 |  |  | 0 | M3 |  | 0 | 0 | 0 | 0 | 0 |  | 0 |  | 162 | Kg | 20-21
7 | PCC (1:4:8) | 0 |  |  | 0 | M3 |  | 0 | 0 | 0 | 0 | 0 |  | 0 |  | 162 | Kg | 21-22
20 | PCC (1:4:8) | 0 |  |  | 0 | M3 |  | 0 | 0 | 0 | 0 | 0 |  | 0 |  | 162 | Kg | 22-23
5 | PCC (1:5:10) | 0 |  |  | 0 | M3 |  | 0 | 0 | 0 | 0 | 0 |  | 0 |  | 129.6 | Kg | 19-20
5 | PCC (1:5:10) | 0 |  |  | 0 | M3 |  | 0 | 0 | 0 | 0 | 0 |  | 0 |  | 129.6 | Kg | 20-21
5 | PCC (1:5:10) | 0 |  |  | 0 | M3 |  | 0 | 0 | 0 | 0 | 0 |  | 0 |  | 129.6 | Kg | 21-22
5 | PCC (1:5:10) | 0 |  |  | 0 | M3 |  | 0 | 0 | 0 | 0 | 0 |  | 0 |  | 129.6 | Kg | 22-23
4 | RCC Footings | 9.44 |  |  | 9.44 | M3 |  | 64.19 | 0 | 0 | 7.55 | 0 |  | 3.78 |  | 340 | Kg | 19-20
3 | RCC Footings | 0 |  |  | 0 | M3 |  | 0 | 0 | 0 | 0 | 0 |  | 0 |  | 340 | Kg | 20-21
9 | RCC Footings | 0 |  |  | 0 | M3 |  | 0 | 0 | 0 | 0 | 0 |  | 0 |  | 340 | Kg | 21-22
5 | RCC Footings | 0 |  |  | 0 | M3 |  | 0 | 0 | 0 | 0 | 0 |  | 0 |  | 340 | Kg | 22-23
5 | RCC Pedastals | 1.37 |  |  | 1.37 | M3 |  | 9.32 | 0 | 0 | 1.1 | 0 |  | 0.55 |  | 340 | Kg | 19-20
4 | RCC Pedastals | 0 |  |  | 0 | M3 |  | 0 | 0 | 0 | 0 | 0 |  | 0 |  | 340 | Kg | 20-21
6 | RCC Pedastals | 0 |  |  | 0 | M3 |  | 0 | 0 | 0 | 0 | 0 |  | 0 |  | 340 | Kg | 21-22
6 | RCC Pedastals | 0 |  |  | 0 | M3 |  | 0 | 0 | 0 | 0 | 0 |  | 0 |  | 340 | Kg | 22-23
6 | RCC Columns | 5.64 | 0 | 0 | 5.64 | M3 |  | 38.35 | 0 | 0 | 4.51 | 0 |  | 2.26 |  | 340 | Kg | 19-20
5 | RCC Columns | 0 | 0 | 0 | 0 | M3 |  | 0 | 0 | 0 | 0 | 0 |  | 0 |  | 340 | Kg | 20-21
16 | RCC Columns | 0 | 0 | 0 | 0 | M3 |  | 0 | 0 | 0 | 0 | 0 |  | 0 |  | 340 | Kg | 21-22
16 | RCC Columns | 0 | 0 | 0 | 0 | M3 |  | 0 | 0 | 0 | 0 | 0 |  | 0 |  | 340 | Kg | 22-23
7 | RCC Plinth Beam | 6.15 |  |  | 6.15 | M3 |  | 41.82 | 0 | 0 | 4.92 | 0 |  | 2.46 |  | 340 | Kg | 19-20
6 | RCC Plinth Beam | 0 |  |  | 0 | M3 |  | 0 | 0 | 0 | 0 | 0 |  | 0 |  | 340 | Kg | 20-21
8 | RCC Plinth Beam | 0 |  |  | 0 | M3 |  | 0 | 0 | 0 | 0 | 0 |  | 0 |  | 340 | Kg | 21-22
8 | RCC Plinth Beam | 0 |  |  | 0 | M3 |  | 0 | 0 | 0 | 0 | 0 |  | 0 |  | 340 | Kg | 22-23
8 | RCC Roof Beams | 6.94 | 0 | 0 | 6.94 | M3 |  | 47.19 | 0 | 0 | 5.55 | 0 |  | 2.78 |  | 340 | Kg | 19-20
13 | RCC Roof Beams | 0 | 0 | 0 | 0 | M3 |  | 0 | 0 | 0 | 0 | 0 |  | 0 |  | 340 | Kg | 20-21
17 | RCC Roof Beams | 0 | 0 | 0 | 0 | M3 |  | 0 | 0 | 0 | 0 | 0 |  | 0 |  | 340 | Kg | 21-22
17 | RCC Roof Beams | 0 | 0 | 0 | 0 | M3 |  | 0 | 0 | 0 | 0 | 0 |  | 0 |  | 340 | Kg | 22-23
9 | Slab 150mm | 0 | 0 | 0 | 0 | M2 |  | 0 | 0 | 0 | 0 | 0 |  | 0 |  | 340 | Kg | 19-20
14 | RCC Landing Slab 150mm th | 0 | 0 | 0 | 0 | M2 |  | 0 | 0 | 0 | 0 | 0 |  | 0 |  | 340 | Kg | 20-21
10 | RCC Landing Slab 150mm th | 0 | 0 | 0 | 0 | M2 |  | 0 | 0 | 0 | 0 | 0 |  | 0 |  | 340 | Kg | 21-22
10 | RCC Landing Slab 150mm th | 0 | 0 | 0 | 0 | M2 |  | 0 | 0 | 0 | 0 | 0 |  | 0 |  | 340 | Kg | 22-23
9 | Slab 125mm | 14.76 | 0 | 0 | 14.76 | M2 |  | 100.37 | 0 | 0 | 11.81 | 0 |  | 5.9 |  | 340 | Kg | 19-20
14 | Slab 125mm | 0 | 0 | 0 | 0 | M2 |  | 0 | 0 | 0 | 0 | 0 |  | 0 |  | 340 | Kg | 20-21
18 | Slab 125mm | 0 | 0 | 0 | 0 | M2 |  | 0 | 0 | 0 | 0 | 0 |  | 0 |  | 340 | Kg | 21-22
18 | Slab 125mm | 0 | 0 | 0 | 0 | M2 |  | 0 | 0 | 0 | 0 | 0 |  | 0 |  | 340 | Kg | 22-23
10 | Slab 100mm | 2.21 | 0 | 0 | 2.21 | M2 |  | 15.03 | 0 | 0 | 1.77 | 0 |  | 0.88 |  | 340 | Kg | 19-20
15 | Slab 100mm | 0 | 0 | 0 | 0 | M2 |  | 0 | 0 | 0 | 0 | 0 |  | 0 |  | 340 | Kg | 20-21
11 | RCC Roof Slab 100mm th | 0 | 0 | 0 | 0 | M2 |  | 0 | 0 | 0 | 0 | 0 |  | 0 |  | 340 | Kg | 21-22
11 | RCC Roof Slab 100mm th | 0 | 0 | 0 | 0 | M2 |  | 0 | 0 | 0 | 0 | 0 |  | 0 |  | 340 | Kg | 22-23
17 | Precasted slab 50mm | 0 | 0 | 0 | 0 | M2 |  | 0 | 0 | 0 | 0 | 0 |  | 0 |  | 340 | Kg | 19-20
17 | Precasted slab 50mm | 0 | 0 | 0 | 0 | M2 |  | 0 | 0 | 0 | 0 | 0 |  | 0 |  | 340 | Kg | 20-21
17 | Precasted slab 50mm | 0 | 0 | 0 | 0 | M2 |  | 0 | 0 | 0 | 0 | 0 |  | 0 |  | 340 | Kg | 21-22
17 | Precasted slab 50mm | 0 | 0 | 0 | 0 | M2 |  | 0 | 0 | 0 | 0 | 0 |  | 0 |  | 340 | Kg | 22-23
18 | Precasted slab 25mm | 0 | 0 | 0 | 0 | M2 |  | 0 | 0 | 0 | 0 | 0 |  | 0 |  | 340 | Kg | 19-20
18 | Precasted slab 25mm | 0 | 0 | 0 | 0 | M2 |  | 0 | 0 | 0 | 0 | 0 |  | 0 |  | 340 | Kg | 20-21
18 | Precasted slab 25mm | 0 | 0 | 0 | 0 | M2 |  | 0 | 0 | 0 | 0 | 0 |  | 0 |  | 340 | Kg | 21-22
18 | Precasted slab 25mm | 0 | 0 | 0 | 0 | M2 |  | 0 | 0 | 0 | 0 | 0 |  | 0 |  | 340 | Kg | 22-23
11 | RCC Lintels | 1.21 | 0 | 0 | 1.21 | M3 |  | 8.23 | 0 | 0 | 0.97 | 0 |  | 0.48 |  | 340 | Kg | 19-20
16 | Lintels | 0 | 0 | 0 | 0 | M3 |  | 0 | 0 | 0 | 0 | 0 |  | 0 |  | 340 | Kg | 20-21
19 | RCC Lintels | 0 | 0 | 0 | 0 | M3 |  | 0 | 0 | 0 | 0 | 0 |  | 0 |  | 340 | Kg | 21-22
12 | RCC Lintels | 0 | 0 | 0 | 0 | M3 |  | 0 | 0 | 0 | 0 | 0 |  | 0 |  | 340 | Kg | 22-23
12 | RCC Sunshades | 7.5 | 0 | 0 | 7.5 | RM |  | 1.91 | 0 | 0 | 0.23 | 0 |  | 0.11 |  | 12.75 | Kg | 19-20
17 | Sunshades | 0 | 0 | 0 | 0 | RM |  | 0 | 0 | 0 | 0 | 0 |  | 0 |  | 12.75 | Kg | 20-21
20 | RCC Sunshades | 0 | 0 | 0 | 0 | RM |  | 0 | 0 | 0 | 0 | 0 |  | 0 |  | 12.75 | Kg | 21-22
13 | RCC Sunshades | 0 | 0 | 0 | 0 | RM |  | 0 | 0 | 0 | 0 | 0 |  | 0 |  | 12.75 | Kg | 22-23
14 | CC Steps | 0 | 0 | 0 | 0 | M3 |  | 0 | 0 | 0 | 0 | 0 |  | 0 |  | 340 | Kg | 19-20
14 | CC Steps | 0 | 0 | 0 | 0 | M3 |  | 0 | 0 | 0 | 0 | 0 |  | 0 |  | 340 | Kg | 20-21
14 | CC Steps | 0 | 0 | 0 | 0 | M3 |  | 0 | 0 | 0 | 0 | 0 |  | 0 |  | 340 | Kg | 21-22
14 | CC Steps | 0 | 0 | 0 | 0 | M3 |  | 0 | 0 | 0 | 0 | 0 |  | 0 |  | 340 | Kg | 22-23
13 | Impervious coat 12mm | 0 | 0 | 0 | 0 | M2 |  | 0 | 0 | 0 | 0 | 0 |  | 0 |  | 7.2 | Kg | 19-20
18 | Impervious coat | 0 | 0 | 0 | 0 | M2 |  | 0 | 0 | 0 | 0 | 0 |  | 0 |  | 7.2 | Kg | 20-21
22 | Acco Plaster'g CM (1:3) 12mm | 0 | 0 | 0 | 0 | M2 |  | 0 | 0 | 0 | 0 | 0 |  | 0 |  | 7.2 | Kg | 21-22
22 | Acco Plaster'g CM (1:3) 12mm | 0 | 0 | 0 | 0 | M2 |  | 0 | 0 | 0 | 0 | 0 |  | 0 |  | 7.2 | Kg | 22-23
23 | Acco Plaster'g CM (1:3) 20mm | 0 | 0 | 0 | 0 | M2 |  | 0 | 0 | 0 | 0 | 0 |  | 0 |  | 10.08 | Kg | 19-20
12 | Impervious coat | 0 | 0 | 0 | 0 | M2 |  | 0 | 0 | 0 | 0 | 0 |  | 0 |  | 10.08 | Kg | 20-21
23 | Acco Plaster'g CM (1:3) 20mm | 0 | 0 | 0 | 0 | M2 |  | 0 | 0 | 0 | 0 | 0 |  | 0 |  | 10.08 | Kg | 21-22
23 | Acco Plaster'g CM (1:3) 20mm | 0 | 0 | 0 | 0 | M2 |  | 0 | 0 | 0 | 0 | 0 |  | 0 |  | 10.08 | Kg | 22-23
15 | Rough stone | 0 |  |  | 0 | M3 |  | 0 | 0 | 0 | 0 | 0 |  | 0 |  | 59.4 | Kg | 19-20
15 | Rough stone | 0 |  |  | 0 | M3 |  | 0 | 0 | 0 | 0 | 0 |  | 0 |  | 59.4 | Kg | 20-21
15 | Rough stone | 0 |  |  | 0 | M3 |  | 0 | 0 | 0 | 0 | 0 |  | 0 |  | 59.4 | Kg | 21-22
15 | Rough stone | 0 |  |  | 0 | M3 |  | 0 | 0 | 0 | 0 | 0 |  | 0 |  | 59.4 | Kg | 22-23
13 | BM CM (1:8) | 22.57 | 0 | 0 | 22.57 | M3 |  | 16.25 | 0 | 4.51 | 0 | 0 |  | 0 |  | 36 | Kg | 19-20
20 | BM CM (1:8) | 0 | 0 | 0 | 0 | M3 |  | 0 | 0 | 0 | 0 | 0 |  | 0 |  | 36 | Kg | 20-21
21 | BM CM (1:8) | 0 | 0 | 0 | 0 | M3 |  | 0 | 0 | 0 | 0 | 0 |  | 0 |  | 36 | Kg | 21-22
21 | BM CM (1:8) | 0 | 0 | 0 | 0 | M3 |  | 0 | 0 | 0 | 0 | 0 |  | 0 |  | 36 | Kg | 22-23
14 | BM CM (1:6) | 17.52 | 0 | 0 | 17.52 | M3 |  | 16.82 | 0 | 3.5 | 0 | 0 |  | 0 |  | 48 | Kg | 19-20
22 | BM CM (1:6) | 0 | 0 | 0 | 0 | M3 |  | 0 | 0 | 0 | 0 | 0 |  | 0 |  | 48 | Kg | 20-21
19 | BM CM (1:6) | 0 | 0 | 0 | 0 | M3 |  | 0 | 0 | 0 | 0 | 0 |  | 0 |  | 48 | Kg | 21-22
16 | BM CM (1:6) | 0 | 0 | 0 | 0 | M3 |  | 0 | 0 | 0 | 0 | 0 |  | 0 |  | 48 | Kg | 22-23
15 | RBM CM (1:4) | 78.33 | 0 | 0 | 78.33 | M2 |  | 11.28 | 0 | 1.72 | 0 | 0 |  | 0 |  | 7.2 | Kg | 19-20
23 | RBM CM (1:4) | 0 | 0 | 0 | 0 | M2 |  | 0 | 0 | 0 | 0 | 0 |  | 0 |  | 7.2 | Kg | 20-21
23 | RBM CM (1:6) | 0 | 0 | 0 | 0 | M2 |  | 0 | 0 | 0 | 0 | 0 |  | 0 |  | 10.6 | Kg | 21-22
17 | RBM CM (1:6) | 0 | 0 | 0 | 0 | M2 |  | 0 | 0 | 0 | 0 | 0 |  | 0 |  | 10.6 | Kg | 22-23
28 | Fly cement bricks | 0 | 0 | 0 | 0 | M3 |  | 0 | 0 | 0 | 0 | 0 |  | 0 |  | 24 | Kg | 19-20
28 | Fly cement bricks | 0 | 0 | 0 | 0 | M3 |  | 0 | 0 | 0 | 0 | 0 |  | 0 |  | 24 | Kg | 20-21
28 | Fly cement bricks | 0 | 0 | 0 | 0 | M3 |  | 0 | 0 | 0 | 0 | 0 |  | 0 |  | 24 | Kg | 21-22
28 | Fly cement bricks | 0 | 0 | 0 | 0 | M3 |  | 0 | 0 | 0 | 0 | 0 |  | 0 |  | 24 | Kg | 22-23
16 | RCM drop wall | 0 | 0 |  | 0 | M2 |  | 0 | 0 | 0 | 0 | 0 |  | 0 |  | 20.89 | Kg | 19-20
16 | RCM drop wall | 0 | 0 |  | 0 | M2 |  | 0 | 0 | 0 | 0 | 0 |  | 0 |  | 20.89 | Kg | 20-21
21 | RCM drop wall | 0 | 0 |  | 0 | M2 |  | 0 | 0 | 0 | 0 | 0 |  | 0 |  | 20.89 | Kg | 21-22
16 | RCM drop wall | 0 | 0 |  | 0 | M2 |  | 0 | 0 | 0 | 0 | 0 |  | 0 |  | 20.89 | Kg | 22-23
16 | Ornamental platering | 134.56 | 0 | 0 | 134.56 | M2 |  | 19.38 | 0 | 2.12 | 0 | 0 |  | 0 |  | 7.2 | Kg | 19-20
24 | Ornamental platering | 0 | 0 | 0 | 0 | M2 |  | 0 | 0 | 0 | 0 | 0 |  | 0 |  | 7.2 | Kg | 20-21
22 | Ornamental platering | 0 | 0 | 0 | 0 | M2 |  | 0 | 0 | 0 | 0 | 0 |  | 0 |  | 7.2 | Kg | 21-22
23 | Ornamental platering | 0 | 0 | 0 | 0 | M2 |  | 0 | 0 | 0 | 0 | 0 |  | 0 |  | 7.2 | Kg | 22-23
22 | Plaster'ing 12mm | 0 | 0 | 0 | 0 | M2 |  | 0 | 0 | 0 | 0 | 0 |  | 0 |  | 4.32 | Kg | 19-20
22 | Plaster'ing 12mm | 0 | 0 | 0 | 0 | M2 |  | 0 | 0 | 0 | 0 | 0 |  | 0 |  | 4.32 | Kg | 20-21
25 | Plaster'ing 12mm | 0 | 0 | 0 | 0 | M2 |  | 0 | 0 | 0 | 0 | 0 |  | 0 |  | 4.32 | Kg | 21-22
22 | Plaster'ing 12mm | 0 | 0 | 0 | 0 | M2 |  | 0 | 0 | 0 | 0 | 0 |  | 0 |  | 4.32 | Kg | 22-23
19 | Plaster'ing 20mm | 0 | 0 | 0 | 0 | M2 |  | 0 | 0 | 0 | 0 | 0 |  | 0 |  | 6.05 | Kg | 19-20
23 | Plaster'ing 20mm thick single | 0 | 0 | 0 | 0 | M2 |  | 0 | 0 | 0 | 0 | 0 |  | 0 |  | 6.05 | Kg | 20-21
23 | Plaster'ing 20mm thick single | 0 | 0 | 0 | 0 | M2 |  | 0 | 0 | 0 | 0 | 0 |  | 0 |  | 6.05 | Kg | 21-22
23 | Plaster'ing 20mm thick single | 0 | 0 | 0 | 0 | M2 |  | 0 | 0 | 0 | 0 | 0 |  | 0 |  | 6.05 | Kg | 22-23
17 | Plaster'ing 12mm | 263.18 | 0 | 0 | 263.18 | M2 |  | 26.79 | 0 | 3.95 | 0 | 0 |  | 0 |  | 5.09 | Kg | 19-20
26 | Plaster'ing 12mm | 0 | 0 | 0 | 0 | M2 |  | 0 | 0 | 0 | 0 | 0 |  | 0 |  | 5.09 | Kg | 20-21
23 | Plaster'ing 12mm | 0 | 0 | 0 | 0 | M2 |  | 0 | 0 | 0 | 0 | 0 |  | 0 |  | 5.09 | Kg | 21-22
24 | Plaster'ing 12mm | 0 | 0 | 0 | 0 | M2 |  | 0 | 0 | 0 | 0 | 0 |  | 0 |  | 5.09 | Kg | 22-23
18 | Plaster'ing 20mm | 125.81 | 0 | 0 | 125.81 | M2 |  | 14.47 | 0 | 2.77 | 0 | 0 |  | 0 |  | 5.75 | Kg | 19-20
27 | Plaster'ing 20mm | 0 | 0 | 0 | 0 | M2 |  | 0 | 0 | 0 | 0 | 0 |  | 0 |  | 5.75 | Kg | 20-21
24 | Plaster'ing 20mm | 0 | 0 | 0 | 0 | M2 |  | 0 | 0 | 0 | 0 | 0 |  | 0 |  | 5.75 | Kg | 21-22
19 | Plaster'ing 20mm | 0 | 0 | 0 | 0 | M2 |  | 0 | 0 | 0 | 0 | 0 |  | 0 |  | 5.75 | Kg | 22-23
26 | Vetrified Tiles | 0 | 0 | 0 | 0 | M2 |  | 0 | 0 | 0 | 0 | 0 |  | 0 |  | 6.06 | Kg | 19-20
19 | Vetrified Tiles | 0 | 0 | 0 | 0 | M2 |  | 0 | 0 | 0 | 0 | 0 |  | 0 |  | 6.06 | Kg | 20-21
26 | Vetrified Tiles | 0 | 0 | 0 | 0 | M2 |  | 0 | 0 | 0 | 0 | 0 |  | 0 |  | 6.06 | Kg | 21-22
20 | Vetrified Tiles | 0 | 0 | 0 | 0 | M2 |  | 0 | 0 | 0 | 0 | 0 |  | 0 |  | 6.06 | Kg | 22-23
27 | ~do~ skirting | 0 | 0 | 0 | 0 | M2 |  | 0 | 0 | 0 | 0 | 0 |  | 0 |  | 6.756 | Kg | 19-20
20 | ~do~ skirting | 0 | 0 | 0 | 0 | M2 |  | 0 | 0 | 0 | 0 | 0 |  | 0 |  | 6.756 | Kg | 20-21
27 | ~do~ skirting | 0 | 0 | 0 | 0 | M2 |  | 0 | 0 | 0 | 0 | 0 |  | 0 |  | 6.756 | Kg | 21-22
21 | ~do~ skirting | 0 | 0 | 0 | 0 | M2 |  | 0 | 0 | 0 | 0 | 0 |  | 0 |  | 6.756 | Kg | 22-23
20 | Granite stone | 0 | 0 | 0 | 0 | M2 |  | 0 | 0 | 0 | 0 | 0 |  | 0 |  | 7.5 | Kg | 19-20
29 | Granite stone | 0 | 0 | 0 | 0 | M2 |  | 0 | 0 | 0 | 0 | 0 |  | 0 |  | 7.5 | Kg | 20-21
28 | Granite stone | 0 | 0 | 0 | 0 | M2 |  | 0 | 0 | 0 | 0 | 0 |  | 0 |  | 7.5 | Kg | 21-22
19 | Granite stone | 87.66 | 0 | 0 | 87.66 | M2 |  | 13.15 | 0 | 1.23 | 0 | 0 |  | 0 |  | 7.5 | Kg | 22-23
21 | ~do~ skirting | 0 | 0 | 0 | 0 | M2 |  | 0 | 0 | 0 | 0 | 0 |  | 0 |  | 9.06 | Kg | 19-20
27 | ~do~ skirting | 0 | 0 | 0 | 0 | M2 |  | 0 | 0 | 0 | 0 | 0 |  | 0 |  | 9.06 | Kg | 20-21
29 | ~do~ skirting | 0 | 0 | 0 | 0 | M2 |  | 0 | 0 | 0 | 0 | 0 |  | 0 |  | 9.06 | Kg | 21-22
20 | ~do~ skirting | 6.73 | 0 | 0 | 6.73 | M2 |  | 1.22 | 0 | 0.08 | 0 | 0 |  | 0 |  | 9.06 | Kg | 22-23
39 | Flooring Terrazo tiles | 0 | 0 | 0 | 0 | M2 |  | 0 | 0 | 0 | 0 | 0 |  | 0 |  | 7.5 | Kg | 19-20
21 | Flooring Terrazo tiles | 0 | 0 | 0 | 0 | M2 |  | 0 | 0 | 0 | 0 | 0 |  | 0 |  | 7.5 | Kg | 20-21
39 | Flooring Terrazo tiles | 0 | 0 | 0 | 0 | M2 |  | 0 | 0 | 0 | 0 | 0 |  | 0 |  | 7.5 | Kg | 21-22
39 | Flooring Terrazo tiles | 0 | 0 | 0 | 0 | M2 |  | 0 | 0 | 0 | 0 | 0 |  | 0 |  | 7.5 | Kg | 22-23
40 | Skirting Terrazo tiles | 0 | 0 | 0 | 0 | M2 |  | 0 | 0 | 0 | 0 | 0 |  | 0 |  | 6.756 | Kg | 19-20
22 | Skirting Terrazo tiles | 0 | 0 | 0 | 0 | M2 |  | 0 | 0 | 0 | 0 | 0 |  | 0 |  | 6.756 | Kg | 20-21
40 | Skirting Terrazo tiles | 0 | 0 | 0 | 0 | M2 |  | 0 | 0 | 0 | 0 | 0 |  | 0 |  | 6.756 | Kg | 21-22
40 | Skirting Terrazo tiles | 0 | 0 | 0 | 0 | M2 |  | 0 | 0 | 0 | 0 | 0 |  | 0 |  | 6.756 | Kg | 22-23
30 | Ceramic Tiles Flooring | 0 | 0 | 0 | 0 | M2 |  | 0 | 0 | 0 | 0 | 0 |  | 0 |  | 5.46 | Kg | 19-20
30 | Ceramic Tiles Flooring | 0 | 0 | 0 | 0 | M2 |  | 0 | 0 | 0 | 0 | 0 |  | 0 |  | 5.46 | Kg | 20-21
30 | Ceramic Tiles Flooring | 0 | 0 | 0 | 0 | M2 |  | 0 | 0 | 0 | 0 | 0 |  | 0 |  | 5.46 | Kg | 21-22
21 | Ceramic Tiles Flooring | 4.2 | 0 | 0 | 4.2 | M2 |  | 0.46 | 0 | 0.05 | 0 | 0 |  | 0 |  | 5.46 | Kg | 22-23
31 | Daddooing wall tiles | 0 | 0 | 0 | 0 | M2 |  | 0 | 0 | 0 | 0 | 0 |  | 0 |  | 9.06 | Kg | 19-20
31 | Daddooing wall tiles | 0 | 0 | 0 | 0 | M2 |  | 0 | 0 | 0 | 0 | 0 |  | 0 |  | 9.06 | Kg | 20-21
31 | Daddooing wall tiles | 0 | 0 | 0 | 0 | M2 |  | 0 | 0 | 0 | 0 | 0 |  | 0 |  | 9.06 | Kg | 21-22
22 | Daddooing wall tiles | 17.67 | 0 | 0 | 17.67 | M2 |  | 3.2 | 0 | 0.21 | 0 | 0 |  | 0 |  | 9.06 | Kg | 22-23
22 | Pressed tiles | 0 | 0 | 0 | 0 | M2 |  | 0 | 0 | 0 | 0 | 0 |  | 0 |  | 2.76 | Kg | 19-20
24 | Pressed tiles | 0 | 0 | 0 | 0 | M2 |  | 0 | 0 | 0 | 0 | 0 |  | 0 |  | 2.76 | Kg | 20-21
28 | Pressed tiles | 0 | 0 | 0 | 0 | M2 |  | 0 | 0 | 0 | 0 | 0 |  | 0 |  | 2.76 | Kg | 21-22
24 | Pressed tiles | 0 | 0 | 0 | 0 | M2 |  | 0 | 0 | 0 | 0 | 0 |  | 0 |  | 2.76 | Kg | 22-23
24 | granolithic concrete | 0 |  |  | 0 | M2 |  | 0 | 0 | 0 | 0 | 0 |  | 0 |  | 12 | Kg | 19-20
24 | granolithic concrete | 0 |  |  | 0 | M2 |  | 0 | 0 | 0 | 0 | 0 |  | 0 |  | 12 | Kg | 20-21
24 | granolithic concrete | 0 |  |  | 0 | M2 |  | 0 | 0 | 0 | 0 | 0 |  | 0 |  | 12 | Kg | 21-22
24 | granolithic concrete | 0 |  |  | 0 | M2 |  | 0 | 0 | 0 | 0 | 0 |  | 0 |  | 12 | Kg | 22-23
23 | Steel | 4.25 | 0 | 0 | 4.25 | MT |  | 0 | 0 |  | 0 | 0 |  | 0 | 4.25 |  |  | 19-20
30 | Steel | 0 | 0 | 0 | 0 | MT |  | 0 | 0 |  | 0 | 0 |  | 0 | 0 |  |  | 20-21
36 | Steel | 0 | 0 | 0 | 0 | MT |  | 0 | 0 |  | 0 | 0 |  | 0 | 0 |  |  | 21-22
21 | Steel | 0 | 0 | 0 | 0 | MT |  | 0 | 0 |  | 0 | 0 |  | 0 | 0 |  |  | 22-23
24 | Other component |  |  |  | 1 | No | [6 empty] | 1098667
[5 empty] | Total Qty |  | 8942 | 516.14 | 87.51 | 20.14 | 38.41 | 18.53 | 1098667 | 28.47 | 4.25 | Bags
[7 empty] | 8942 | 516.14 | 87.51 | 20.14 | 38.41 | 18.53 | 1098667 | 28.47 | 4.25
[7 empty] | 0 | 0 | 0 | 0 | 0 | 0 | 0 | 0 | 0
seigneorage statement
| Metal | 56.94 | x | 90 | 5125
| Sand | 136.12 | x | 100 | 13612
| Brick | 24.54 | x | 80 | 1963
| Earth | 17.93 | x | 45 | 807
21507

## C-1
Sub Divisional Bill No.
SUB DIVISION CHECK SLIP TO ACCOMPANYING ALL WORK BILLS
| Name of the Grant: | (MGNREGS + Health Grant)(NMH & 15th FC) |  |  | S.No. of the Bill: 5th & Final
| Connected M.Book Nos: 1198/B/ZP/18, 604/B/ZP/20 & 111/A/ZP/22 | [5 empty] | 0
1 | Name of the Sub Division |  | : | Kanigiri
2 | Name of the Mandal |  | : | Kanigiri
3 | Name of the Work:- |  | : | Providing Additional Space for Health Staff in Grama Sachivalayam of Baduguleru GP of Kanigiri Mandal
4 | Work ID No. |  | : | No: 087043102002090039
5 | Estimate Amount |  | : | 20.80 Lakhs
6 | Admn. Sanction No. & Date |  | : | Rc.No. T3 / MGNREGS / 2020 Dt 30-6-20 of the District Collector & District Programme Co-Ordinator,MGNREGS, Prakasam District, Ongole
7 | Tech. Sanction No. & Date |  | : | DR.No. /18-19/MGNREGS Dt. 10.07.2018 of the Executive Engineer, PRI Division, Kandukur
8 | Work commencement order reference for MGRENS |  | : | Dt 12.06.2020 of the Executive Engineer, PRI Division, Kandukur
9 | Name & Address of the Contractor with PAN No. |  | : | Grama Panchayat, Baduguleru
10 | Bank Account Number (For NREGS works) |  | :
11 | No of Musters enclosed to this bill for NREGS works |  | : | Nil
12 | Working estimate Amount |  | : | 20.80 Lakhs
13 | Supplimental Agt. No./Dt & Value |  | :
14 | Nature Contract |  | : | Nomination basis
15 | Date of Agreement i.e DHS |  | :
16 | Date fixed for completion (DFC) |  | :
17 | Date of last recording of Measurement of Present bill |  | :
18 | Whether the work is completed with in the Agreement period, if not sanction of EOAT period & Reference nO. & date & Fine if any |  | : | Yes
19 | Date of Measurements recorded in M.Book by section Officer |  | : | Date of Check measured by Dy. Executive Engineer | Date of Check measured by Executive Engineer
| P.No. | Date |  | Date | P.No. | Date
20 | Super Check Measurement of work (Date/MB Page NO. & % of value)
| i) By Executive Engineer |  | :
| ii) By Superintending Engineer |  | :
21 | Whether the Supercheck measurement statement enclosed |  | :
22 | Whether the Contractor has accepted the measurements |  | : | Yes
23 | Whether the contractor signed the bill |  | : | Yes
24 | Whether released & Discharge certificate furnished by the Contractor for Final Bill |  | : | Yes
25 | QC inspection Date & Recovery proposed if any |  | : | No
26 | Other Remarks of the DEE |  | : | No
Deputy Executive Engineer
PRI Sub Division : Kanigiri
DIVISIONAL CHECK
27 | Seineorage charges amount & OTP on Sand Vide Page of M.B. |  | :
28 | Whether the photos of the work in three stages Name board. Km, HM stones for NREGS work enclosed. |  | :
29 | EMD details DDs (or) B.G, if B.G its No. / Dt & Validity. Whether extended if EOAT is sanctioned |  | :
30 | Insurance policty No. Date, Amount & Validity Whether the insurance is extended if EOAT is sanctioned (For Tender works) |  | :
31 | Whether T.A Appointment letters willingness & qualification certificates furnished or not Mensioned the Name ( for Tender works) |  | :
32 | Wheter the DEE has furnished the certificate in M.Book for engagement of techncial agents with Name (For tender works) |  | :
33 | Whether the contractor opted under VAT composition and produced the CTO letter or No |  | :
34 | Whether the asset Handling over to the concerned Dept certificate furnished. |  | :
35 | Super Check Measurement of work (Date/MB Page NO. & % of value)
| i) BY Executive Engineer |  | :
| ii) By Superintending Engineer |  | :
36 | Whether the Supercheck measurement statement enclosed |  | :
37 | Completion Reporst are received along with final bills |  | : | Amount Approved by Date
38 | Whether the Quantities and Rate are as per approved estimate |  | :
39 | Remarks of the case worker in B.D. |  | :

## CC f -2
CONTRACT CERTIFICATE
| Work ID |  |  | No: 087043102002090039 |  | (MGNREGS + Health Grant)(NMH & 15th FC)
Name of the Work: Providing Additional Space for Health Staff in Grama Sachivalayam of Baduguleru GP of Kanigiri Mandal
Name of the Contractor : Grama Panchayat, Baduguleru
Voucher : CC 5th & Final
Last Certificate if any :
Month :
Number and month of the last schedule if any :-
| Mandal : Kanigiri |  |  | Amount of estimate : 20.80 Lakhs |  |  | Voucher No:
| Overseer's No. |  |  | Authority Covering list No. |  |  | Schedule No.
S.No | Quantity executed or Supplied |  |  | Description of Items. | Rate in Rs. | Per | Amount |  | Remarks
| Upto Date |  | Since last certificate |  |  |  | Upto Date in Rs. | Since last certificate in Rs. |  | Page No. | Qty. | amount
1 | 2 |  | 3 | 4 | 5 | 6 | 7 | 8 | 9
[10 empty] | 8942 | 43.6195
1 | 32.416 | days | -0.004 | CW01 Amount of wage component | 205 | 1day | 6645 | 0 |  | 32.42 | 6645 |  | cement
2 | 336.14 | Bag | 0.14 | CW02 Cement | 235 | 1Bag | 78993 | 33 |  | 336 | 78960 |  | 87.5
3 | 180 | Bag | 0 | CW02 Cement | 260 | 1Bag | 46800 | 0 |  | 180 | 46800
3 | 0 | Cum | 0 | Cost of sand | 375 | 1Cum | 0 | 0
4 | 0 | Cum | 0 | Conveyance of sand | 739.6 | 1Cum | 0 | 0
4 | 87.51 | Cum | 0 | CW03 Sand for filling | 292.4 | 1Cum | 25588 | 0 |  | 87.51 | 25588
4 | 0 | Cum | 0 | CW03 Sand for filling | 536.4 | 1Cum | 0 | 0
5 | 6.07 | Cum | 0 | CW04 Sand for Mortor | 984.9 | 1Cum | 5978 | 0 |  | 6.07 | 5978
6 | 14.07 | Cum | 0.15 | CW04 Sand for Mortor | 2098 | 1Cum | 29519 | 315 |  | 13.92 | 29204
5 | 0 | Cum | 0 | CW04 Sand for Mortor | 321 | 1Cum | 0 | 0
7 | 38.41 | Cum | 0 | CW07 20-12MM HBG Metal | 1722.3 | 1Cum | 66154 | 0 |  | 38.41 | 66154
6 | 0 | Cum | 0 | CW07 20-12MM HBG Metal | 2182.9 | 1Cum | 0 | 0
8 | 18.53 | Cum | 0 | CW09 40MM HBG Metal | 1375.8 | 1Cum | 25494 | 0 |  | 18.53 | 25494
7 | 0 | Cum | 0 | CW09 40MM HBG Metal | 1730.8 | 1Cum | 0 | 0
9 | 1 | No | 0.032782 | CW10 Other component | 1098667 | 1No | 1098667 | 36017 |  | 0.96722 | 1062650
10 | 28.47 | Cum | -0.01 | CW G19 Sand for concrete | 2098 | 1Cum | 59730 | -21 |  | 28.48 | 59751
10 | 0 | Cum | 0 | CW G19 Sand for concrete | 1742 | 1Cum | 0 | 0
11 | 2.22 | MT | 0 | CW G20 .Cost and supply of Steel | 62540 | 1MT | 138839 | 0 |  | 2.22 | 138839
12 | 1.82 | MT | 0 | CW G20 .Cost and supply of Steel | 63720 | 1MT | 115970 | 0 |  | 1.82 | 115970
13 | 0.21 | MT | -2.498e-16 | CW G20 .Cost and supply of Steel | 84960 | 1MT | 17842 | 0 |  | 0.21 | 17842
15 | 0 | MT | 0 | CW G20 .Cost and supply of Steel | 71980 | 1MT | 0 | 0
16 | 0 | MT | 0 | CW G20 .Cost and supply of Steel | 75520 | 1MT | 0 | 0
10 | 0 | MT | 0 | CW G20 .Cost and supply of Steel | 35000 | 1MT | 0 | 0
14 | 1 | No |  | Name board | 0 | 1No | 0 | 0
14 | 0.66667 | No |  | CW 21 | 30000 | 1No | 20000 | 20000
15 | 0.98701 | No |  | CW 22 | 300000 | 1No | 296102 | -1423 |  | 0.99 | 297525
14 | [9 empty] | 1098667
1098667
1
|  |  | 4: Total value o work done or suplies made to date; 6: =; 7: 2032321; 8: 54921 |  | 1977400
|  |  |  | Deduct value of work supplies shown on last certificate. |  | = | 1977400
|  |  |  | Net value of work/supplies since lst certificate |  | = | 54921
| Signature of Contractor |  | 7: Date…………..……200
|  |  | 3: Certificate that the proceeding claim is correct that the necessary measurements have been made by me on 200 and record on pages ………….. of 1198/B/ZP/18, 604/B/ZP/20 & 111/A/ZP/22 of and the work has been satisfactory performed; 5: CHECK MEASUREMENT CERTIFICATE | 0
|  |  | Certified also that the materials billed for have been recived and brought to account. |  | Certified that the work and materials were duly Checked and Measured by me on (Date………….)
|  |  | Date………….. OFFICE INCHARGE |  | Date………………200 |  |  | DESIGNATION
Assistant Engineer
Mandal Praja parishad
Kanigiri

## ccbc
MEMORANDUM OF PAYMENTS MADE |  |  |  |  | Rs. | P. | Rs. | P.
Total value of work done
Amount of prevont payment from last certificate No………………….
|  | of | Forward
With accouts for…………………………………
Fines and other deduction up to date
Payments now made |  | By Cash
By Cheque No………………..
By Value of Stock supplied
Balance due
Allotment of the year |  |  | Rs P
Expenditure included in this bill
Balance availabe
PAY RUPEES ( ) RECEIVED ( )
Only as final payments in settlement of all demands
……………………………………………………………………………….
……………………………………………………………………………….
Witness
Head Clerk |  |  | Presented of | ……………………………………………………………………………….
……………………………………………………………………………….
Head Account |  |  | Engineer | ……………………………………………………………………………….
……………………………………………………………………………….
[5 empty] | Date ………………………….. |  |  | Payee……………………
AUDIT ENFACEMENT
Admitted Rs. ………………………….
Objected Rs. ………………………….
Total Rs. ………………..…………….
|  |  | Date |  | 200 |  |  | Auditor
INVERNACULAR
DISTRICT ENGINEET'S REMARKS
NOTES
1. This form is intended for use in the case of running account i.e for works in progress or supplies in course
of delivery when the liability is discharged in full single payment Form No. of A should be used.
2. Payment will be made only up to nineteenth of the total value of the work done. The balance being returned
as a security both for the due performance of the contracts or to cover posible over payment which may be detected on cheque measurement in the case of work whose estimated cost does not exceed Rs. 50/- Payment may be made in full
on the measuring officer's certificate subject to subsequent check measurement by the proper check measuring authority.
3. In calculating the amount of each item dur to the contractor in this bill, sums of five pieces or less shall be
omitted and sums exceeding five pieces shall be recorded.
4. Payment made in case of sum exceeding Rs. 100/- should be attested by two witness and for smaller sum
by one witness payment made by cheque to recognised firms of institutions need not be so witnessed.
5. When the payee signs in the vernacullar the amount acknowledged should also noted in the some vernacullar
as well as in English.
6. In the case of other than well known firms all parties must sign if there by more the on contractor or the payee
must produce a power of atorney from the firm.
7. No contract certificate bearing no remarks should be accepted if any corrections are necessary the incorrect
figures should be neatly scored out and initialed by the officer concerned in the case of corrections made in the Engineers office the Head Accountant may be authorised no attest those due to clerical errors Etc. But the Engineer should affix his
initials coare osnin the rate column as well as those in the total or the bill and the pass order. This rule applies MUIATIS MUTANDIS to payments from miscellaneous grants.
8. In case in which the materials billed for are taken over charged an officer other than the officer sign in the
certificate from of the bill the names of the form should be noted in the remarks column of the bill necessary amendment being made at the same time of the excluding portion of the certificate relating to materials.

## SEIG P-A (2)
SEIGNEORAGE CHARGES AND MATERIAL ABSTRACT
Name of the Work: Providing Additional Space for Health Staff in Grama Sachivalayam of Baduguleru GP of Kanigiri Mandal
S No | Description of the work | Ground Floor | First Floor | second floor | Total Quantity |  | 40mm Metal | 20mm HBG Chips | 20mm-12mm Chips | Rough Stone | Sand Concrete | Sand Mortar | Sand Plastering | Sand Filling | S.Earth | Bricks | Gravel | Cement Qty in Kg | Cement required
| AS PER SSR 2019-20 |  |  |  | 1
1 | Earthwork Excavation |  |  |  | 0 | M3 | 0 | 0 | 0 | 0 | 0 | 0 | 0 | 0 | 0 | 0 | 0 | 0 | 0
1 | Sand Filling | 87.51 |  |  | 87.51 | M3 | 0 | 0 | 0 | 0 | 0 | 0 | 0 | 87.51 | 0 | 0 | 0 | 0 | 0
2 | Selected Filling | 17.93 |  |  | 17.93 | M3 | 0 | 0 | 0 | 0 | 0 | 0 | 0 | 0 | 17.93 | 0 | 0 | 0 | 0
4 | Gravel filling | 0 |  |  | 0 | M3 | 0 | 0 | 0 | 0 | 0 | 0 | 0 | 0 |  | 0 | 0 | 0 | 0
3 | PCC (1:4:8) | 20.59 |  |  | 20.59 | M3 | 18.53 | 0 | 0 | 0 | 9.27 | 0 | 0 | 0 | 0 | 0 | 0 | 66.71 | 162 | Kg
6 | PCC (1:5:10) | 0 |  |  | 0 | M3 | 0 | 0 | 0 | 0 | 0 | 0 | 0 | 0 | 0 | 0 | 0 | 0 | 129.6 | Kg
4 | RCC Footings | 9.44 |  |  | 9.44 | M3 | 0 | 7.55 | 0 | 0 | 3.78 | 0 | 0 | 0 | 0 | 0 | 0 | 64.19 | 340 | Kg
5 | RCC Pedastals | 1.37 |  |  | 1.37 | M3 | 0 | 1.1 | 0 | 0 | 0.55 | 0 | 0 | 0 | 0 | 0 | 0 | 9.32 | 340 | Kg
6 | RCC Columns | 5.64 | 0 | 0 | 5.64 | M3 | 0 | 4.51 | 0 | 0 | 2.26 | 0 | 0 | 0 | 0 | 0 | 0 | 38.35 | 340 | Kg
7 | RCC Plinth Beam | 6.15 |  |  | 6.15 | M3 | 0 | 4.92 | 0 | 0 | 2.46 | 0 | 0 | 0 | 0 | 0 | 0 | 41.82 | 340 | Kg
8 | RCC Roof Beams | 6.94 | 0 | 0 | 6.94 | M3 | 0 | 5.55 | 0 | 0 | 2.78 | 0 | 0 | 0 | 0 | 0 | 0 | 47.19 | 340 | Kg
9 | RCC Landing Slab 150mm th | 0 | 0 | 0 | 0 | M2 | 0 | 0 | 0 | 0 | 0 | 0 | 0 | 0 | 0 | 0 | 0 | 0 | 340 | Kg
9 | RCC Roof Slab 125mm th | 14.76 | 0 | 0 | 14.76 | M2 | 0 | 11.81 | 0 | 0 | 5.9 | 0 | 0 | 0 | 0 | 0 | 0 | 100.37 | 340 | Kg
10 | RCC Roof Slab 100mm th | 2.21 | 0 | 0 | 2.21 | M2 | 0 | 1.77 | 0 | 0 | 0.88 | 0 | 0 | 0 | 0 | 0 | 0 | 15.03 | 340 | Kg
9 | Precasted slab 50mm | 0 | 0 | 0 | 0 | M2 | 0 | 0 | 0 | 0 | 0 | 0 | 0 | 0 | 0 | 0 | 0 | 0 | 340 | Kg
16 | Precasted slab 25mm | 0 | 0 | 0 | 0 | M2 | 0 | 0 | 0 | 0 | 0 | 0 | 0 | 0 | 0 | 0 | 0 | 0 | 340 | Kg
11 | RCC Lintels | 1.21 | 0 | 0 | 1.21 | M3 | 0 | 0.97 | 0 | 0 | 0.48 | 0 | 0 | 0 | 0 | 0 | 0 | 8.23 | 340 | Kg
12 | RCC Sunshades | 7.5 | 0 | 0 | 7.5 | RM | 0 | 0.23 | 0 | 0 | 0.11 | 0 | 0 | 0 | 0 | 0 | 0 | 1.91 | 12.75 | Kg
13 | Acco Plaster'g CM (1:3) 12mm | 0 | 0 | 0 | 0 | M2 | 0 | 0 | 0 | 0 | 0 | 0 | 0 | 0 | 0 | 0 | 0 | 0 | 7.2 | Kg
12 | Acco Plaster'g CM (1:3) 20mm | 0 | 0 | 0 | 0 | M2 | 0 | 0 | 0 | 0 | 0 | 0 | 0 | 0 | 0 | 0 | 0 | 0 | 10.08 | Kg
13 | Rough stone | 0 |  |  | 0 | M3 | 0 | 0 | 0 | 0 | 0 | 0 | 0 | 0 | 0 |  | 0 | 0 | 59.4 | Kg
13 | BM CM (1:8) Super | 22.57 | 0 | 0 | 22.57 | M3 | 0 | 0 | 0 | 0 | 0 | 4.51 | 0 | 0 | 0 | 11.56 | 0 | 16.25 | 36 | Kg
14 | BM CM (1:6) | 17.52 | 0 | 0 | 17.52 | M3 | 0 | 0 | 0 | 0 | 0 | 3.5 | 0 | 0 | 0 | 8.97 | 0 | 16.82 | 48 | Kg
15 | BM CM (1:4) 115mm | 78.33 | 0 | 0 | 78.33 | M2 | 0 |  | 0 | 0 | 0 | 1.72 | 0 | 0 | 0 | 4.01 | 0 | 16.61 | 10.6 | Kg
16 | Fly cement bricks | 0 | 0 | 0 | 0 | M3 | 0 | 0 | 0 | 0 | 0 | 0 | 0 | 0 | 0 | 0 | 0 | 0 | 24 | Kg
15 | RCM drop wall | 0 | 0 |  | 0 | M2 | 0 | 0 | 0 | 0 | 0 | 0 | 0 | 0 | 0 | 0 | 0 | 0 | 20.89 | Kg
16 | Ceiling Plaster CM (1:3) 12mm | 134.56 | 0 | 0 | 134.56 | M2 | 0 | 0 | 0 | 0 | 0 | 0 | 2.12 | 0 | 0 | 0 | 0 | 19.38 | 7.2 | Kg
2 | Plaster'ing CM (1:5) 12mm th | 0 | 0 | 0 | 0 | M2 | 0 | 0 | 0 | 0 | 0 | 0 | 0 | 0 | 0 | 0 | 0 | 0 | 4.32 | Kg
18 | Plaster'ing 20mm thick single | 0 | 0 | 0 | 0 | M2 | 0 | 0 | 0 | 0 | 0 | 0 | 0 | 0 | 0 | 0 | 0 | 0 | 6.05 | Kg
17 | Plaster'ing 12mm thick double | 263.18 | 0 | 0 | 263.18 | M2 | 0 | 0 | 0 | 0 | 0 | 0 | 3.95 | 0 | 0 | 0 | 0 | 26.79 | 5.09 | Kg
18 | Plaster'ing 20mm thick double | 125.81 | 0 | 0 | 125.81 | M2 | 0 | 0 | 0 | 0 | 0 | 0 | 2.77 | 0 | 0 | 0 | 0 | 14.47 | 5.75 | Kg
20 | CC Steps | 0 | 0 | 0 | 0 | M3 | 0 | 0 | 0 | 0 | 0 | 0 | 0 | 0 | 0 | 0 | 0 | 0 | 340 | Kg
7 | Flooring Vetrified Tiles | 0 | 0 | 0 | 0 | M2 | 0 | 0 | 0 | 0 | 0 | 0 | 0 | 0 | 0 | 0 | 0 | 0 | 6.06 | Kg
8 | Skirting Vetrified Tiles | 0 | 0 | 0 | 0 | M2 | 0 | 0 | 0 | 0 | 0 | 0 | 0 | 0 | 0 | 0 | 0 | 0 | 6.756 | Kg
19 | Flooring Granite stone | 0 | 0 | 0 | 0 | M2 | 0 | 0 | 0 | 0 | 0 | 0 | 0 | 0 | 0 | 0 | 0 | 0 | 7.5 | Kg
20 | Skirting Granite stone | 0 | 0 | 0 | 0 | M2 | 0 | 0 | 0 | 0 | 0 | 0 | 0 | 0 | 0 | 0 | 0 | 0 | 9.06 | Kg
37 | Flooring Terrazo tiles | 0 | 0 | 0 | 0 | M2 | 0 | 0 | 0 | 0 | 0 | 0 | 0 | 0 | 0 | 0 | 0 | 0 | 7.5 | Kg
38 | Skirting Terrazo tiles | 0 | 0 | 0 | 0 | M2 | 0 | 0 | 0 | 0 | 0 | 0 | 0 | 0 | 0 | 0 | 0 | 0 | 6.756 | Kg
11 | Ceramic Tiles Flooring | 0 | 0 | 0 | 0 | M2 | 0 | 0 | 0 | 0 | 0 | 0 | 0 | 0 | 0 | 0 | 0 | 0 | 5.46 | Kg
12 | Daddooing wall tiles | 0 | 0 | 0 | 0 | M2 | 0 | 0 | 0 | 0 | 0 | 0 | 0 | 0 | 0 | 0 | 0 | 0 | 9.06 | Kg
21 | Pressed tiles | 0 | 0 | 0 | 0 | M2 | 0 | 0 | 0 | 0 | 0 | 0 | 0 | 0 | 0 | 0 | 0 | 0 | 2.76 | Kg
5 | Gronolithie Concrete | 0 |  |  | 0 | M3 | 0 | 0 | 0 | 0 | 0 | 0 | 0 | 0 | 0 | 0 | 0 | 0 | 12 | Kg
| Total Qty |  |  |  | 1 |  | 18.53 | 38.41 | 0 | 0 | 28.47 | 9.73 | 8.84 | 87.51 | 17.93 | 24.54 | 0 | 503.44 | Bags
| AS PER SSR 2020-21 |  |  |  | 1
1 | Earthwork Excavation |  |  |  | 0 | M3 | 0 | 0 | 0 | 0 | 0 | 0 | 0 | 0 | 0 | 0 | 0 | 0 | 0
1 | Sand Filling | 0 |  |  | 0 | M3 | 0 | 0 | 0 | 0 | 0 | 0 | 0 | 0 | 0 | 0 | 0 | 0 | 0
8 | Selected Filling | 0 |  |  | 0 | M3 | 0 | 0 | 0 | 0 | 0 | 0 | 0 | 0 | 0 | 0 | 0 | 0 | 0
4 | Gravel filling | 0 |  |  | 0 | M3 | 0 | 0 | 0 | 0 | 0 | 0 | 0 | 0 |  | 0 | 0 | 0 | 0
9 | PCC (1:4:8) | 0 |  |  | 0 | M3 | 0 | 0 | 0 | 0 | 0 | 0 | 0 | 0 | 0 | 0 | 0 | 0 | 162 | Kg
6 | PCC (1:5:10) | 0 |  |  | 0 | M3 | 0 | 0 | 0 | 0 | 0 | 0 | 0 | 0 | 0 | 0 | 0 | 0 | 129.6 | Kg
3 | RCC Footings | 0 |  |  | 0 | M3 | 0 | 0 | 0 | 0 | 0 | 0 | 0 | 0 | 0 | 0 | 0 | 0 | 340 | Kg
4 | RCC Pedastals | 0 |  |  | 0 | M3 | 0 | 0 | 0 | 0 | 0 | 0 | 0 | 0 | 0 | 0 | 0 | 0 | 340 | Kg
5 | RCC Columns | 0 | 0 | 0 | 0 | M3 | 0 | 0 | 0 | 0 | 0 | 0 | 0 | 0 | 0 | 0 | 0 | 0 | 340 | Kg
6 | RCC Plinth Beam | 0 |  |  | 0 | M3 | 0 | 0 | 0 | 0 | 0 | 0 | 0 | 0 | 0 | 0 | 0 | 0 | 340 | Kg
10 | RCC Roof Beams | 0 | 0 | 0 | 0 | M3 | 0 | 0 | 0 | 0 | 0 | 0 | 0 | 0 | 0 | 0 | 0 | 0 | 340 | Kg
14 | RCC Landing Slab 150mm th | 0 | 0 | 0 | 0 | M2 | 0 | 0 | 0 | 0 | 0 | 0 | 0 | 0 | 0 | 0 | 0 | 0 | 340 | Kg
11 | RCC Roof Slab 125mm th | 0 | 0 | 0 | 0 | M2 | 0 | 0 | 0 | 0 | 0 | 0 | 0 | 0 | 0 | 0 | 0 | 0 | 340 | Kg
12 | RCC Roof Slab 100mm th | 0 | 0 | 0 | 0 | M2 | 0 | 0 | 0 | 0 | 0 | 0 | 0 | 0 | 0 | 0 | 0 | 0 | 340 | Kg
9 | Precasted slab 50mm | 0 | 0 | 0 | 0 | M2 | 0 | 0 | 0 | 0 | 0 | 0 | 0 | 0 | 0 | 0 | 0 | 0 | 340 | Kg
16 | Precasted slab 25mm | 0 | 0 | 0 | 0 | M2 | 0 | 0 | 0 | 0 | 0 | 0 | 0 | 0 | 0 | 0 | 0 | 0 | 340 | Kg
13 | RCC Lintels | 0 | 0 | 0 | 0 | M3 | 0 | 0 | 0 | 0 | 0 | 0 | 0 | 0 | 0 | 0 | 0 | 0 | 340 | Kg
14 | RCC Sunshades | 0 | 0 | 0 | 0 | RM | 0 | 0 | 0 | 0 | 0 | 0 | 0 | 0 | 0 | 0 | 0 | 0 | 12.75 | Kg
15 | Acco Plaster'g CM (1:3) 12mm | 0 | 0 | 0 | 0 | M2 | 0 | 0 | 0 | 0 | 0 | 0 | 0 | 0 | 0 | 0 | 0 | 0 | 7.2 | Kg
12 | Acco Plaster'g CM (1:3) 20mm | 0 | 0 | 0 | 0 | M2 | 0 | 0 | 0 | 0 | 0 | 0 | 0 | 0 | 0 | 0 | 0 | 0 | 10.08 | Kg
13 | Rough stone | 0 |  |  | 0 | M3 | 0 | 0 | 0 | 0 | 0 | 0 | 0 | 0 | 0 |  | 0 | 0 | 59.4 | Kg
16 | BM CM (1:8) Super | 0 | 0 | 0 | 0 | M3 | 0 | 0 | 0 | 0 | 0 | 0 | 0 | 0 | 0 | 0 | 0 | 0 | 36 | Kg
17 | BM CM (1:6) | 0 | 0 | 0 | 0 | M3 | 0 | 0 | 0 | 0 | 0 | 0 | 0 | 0 | 0 | 0 | 0 | 0 | 48 | Kg
18 | BM CM (1:4) 115mm | 0 | 0 | 0 | 0 | M2 | 0 |  | 0 | 0 | 0 | 0 | 0 | 0 | 0 | 0 | 0 | 0 | 7.2 | Kg
16 | Fly cement bricks | 0 | 0 | 0 | 0 | M3 | 0 | 0 | 0 | 0 | 0 | 0 | 0 | 0 | 0 | 0 | 0 | 0 | 24 | Kg
14 | RCM drop wall | 0 | 0 |  | 0 | M2 | 0 | 0 | 0 | 0 | 0 | 0 | 0 | 0 | 0 | 0 | 0 | 0 | 20.89 | Kg
19 | Ceiling Plaster CM (1:3) 12mm | 0 | 0 | 0 | 0 | M2 | 0 | 0 | 0 | 0 | 0 | 0 | 0 | 0 | 0 | 0 | 0 | 0 | 7.2 | Kg
2 | Plaster'ing CM (1:5) 12mm th | 0 | 0 | 0 | 0 | M2 | 0 | 0 | 0 | 0 | 0 | 0 | 0 | 0 | 0 | 0 | 0 | 0 | 4.32 | Kg
3 | Plaster'ing 20mm thick single | 0 | 0 | 0 | 0 | M2 | 0 | 0 | 0 | 0 | 0 | 0 | 0 | 0 | 0 | 0 | 0 | 0 | 6.05 | Kg
20 | Plaster'ing 12mm thick double | 0 | 0 | 0 | 0 | M2 | 0 | 0 | 0 | 0 | 0 | 0 | 0 | 0 | 0 | 0 | 0 | 0 | 5.09 | Kg
21 | Plaster'ing 20mm thick double | 0 | 0 | 0 | 0 | M2 | 0 | 0 | 0 | 0 | 0 | 0 | 0 | 0 | 0 | 0 | 0 | 0 | 5.75 | Kg
19 | CC Steps | 0 | 0 | 0 | 0 | M3 | 0 | 0 | 0 | 0 | 0 | 0 | 0 | 0 | 0 | 0 | 0 | 0 | 340 | Kg
19 | Flooring Vetrified Tiles | 0 | 0 | 0 | 0 | M2 | 0 | 0 | 0 | 0 | 0 | 0 | 0 | 0 | 0 | 0 | 0 | 0 | 6.06 | Kg
20 | Skirting Vetrified Tiles | 0 | 0 | 0 | 0 | M2 | 0 | 0 | 0 | 0 | 0 | 0 | 0 | 0 | 0 | 0 | 0 | 0 | 6.756 | Kg
27 | Flooring Granite stone | 0 | 0 | 0 | 0 | M2 | 0 | 0 | 0 | 0 | 0 | 0 | 0 | 0 | 0 | 0 | 0 | 0 | 7.5 | Kg
25 | Skirting Granite stone | 0 | 0 | 0 | 0 | M2 | 0 | 0 | 0 | 0 | 0 | 0 | 0 | 0 | 0 | 0 | 0 | 0 | 9.06 | Kg
21 | Flooring Terrazo tiles | 0 | 0 | 0 | 0 | M2 | 0 | 0 | 0 | 0 | 0 | 0 | 0 | 0 | 0 | 0 | 0 | 0 | 7.5 | Kg
22 | Skirting Terrazo tiles | 0 | 0 | 0 | 0 | M2 | 0 | 0 | 0 | 0 | 0 | 0 | 0 | 0 | 0 | 0 | 0 | 0 | 6.756 | Kg
28 | Ceramic Tiles Flooring | 0 | 0 | 0 | 0 | M2 | 0 | 0 | 0 | 0 | 0 | 0 | 0 | 0 | 0 | 0 | 0 | 0 | 5.46 | Kg
29 | Daddooing wall tiles | 0 | 0 | 0 | 0 | M2 | 0 | 0 | 0 | 0 | 0 | 0 | 0 | 0 | 0 | 0 | 0 | 0 | 9.06 | Kg
22 | Pressed tiles | 0 | 0 | 0 | 0 | M2 | 0 | 0 | 0 | 0 | 0 | 0 | 0 | 0 | 0 | 0 | 0 | 0 | 2.76 | Kg
5 | Gronolithie Concrete | 0 |  |  | 0 | M3 | 0 | 0 | 0 | 0 | 0 | 0 | 0 | 0 | 0 | 0 | 0 | 0 | 12 | Kg
| Total Qty |  |  |  | 1 |  | 0 | 0 | 0 | 0 | 0 | 0 | 0 | 0 | 0 | 0 | 0 | 0 | Bags
| AS PER SSR 2021-22 |  |  |  | 1
1 | Earthwork Excavation |  |  |  | 0 | M3 | 0 | 0 | 0 | 0 | 0 | 0 | 0 | 0 | 0 | 0 | 0 | 0 | 0
1 | Sand Filling | 0 |  |  | 0 | M3 | 0 | 0 | 0 | 0 | 0 | 0 | 0 | 0 | 0 | 0 | 0 | 0 | 0
2 | Selected Filling | 0 |  |  | 0 | M3 | 0 | 0 | 0 | 0 | 0 | 0 | 0 | 0 | 0 | 0 | 0 | 0 | 0
4 | Gravel filling | 0 |  |  | 0 | M3 | 0 | 0 | 0 | 0 | 0 | 0 | 0 | 0 |  | 0 | 0 | 0 | 0
22 | PCC (1:4:8) | 0 |  |  | 0 | M3 | 0 | 0 | 0 | 0 | 0 | 0 | 0 | 0 | 0 | 0 | 0 | 0 | 162 | Kg
6 | PCC (1:5:10) | 0 |  |  | 0 | M3 | 0 | 0 | 0 | 0 | 0 | 0 | 0 | 0 | 0 | 0 | 0 | 0 | 129.6 | Kg
23 | RCC Footings | 0 |  |  | 0 | M3 | 0 | 0 | 0 | 0 | 0 | 0 | 0 | 0 | 0 | 0 | 0 | 0 | 340 | Kg
5 | RCC Pedastals | 0 |  |  | 0 | M3 | 0 | 0 | 0 | 0 | 0 | 0 | 0 | 0 | 0 | 0 | 0 | 0 | 340 | Kg
2 | RCC Columns | 0 | 0 | 0 | 0 | M3 | 0 | 0 | 0 | 0 | 0 | 0 | 0 | 0 | 0 | 0 | 0 | 0 | 340 | Kg
7 | RCC Plinth Beam | 0 |  |  | 0 | M3 | 0 | 0 | 0 | 0 | 0 | 0 | 0 | 0 | 0 | 0 | 0 | 0 | 340 | Kg
3 | RCC Roof Beams | 0 | 0 | 0 | 0 | M3 | 0 | 0 | 0 | 0 | 0 | 0 | 0 | 0 | 0 | 0 | 0 | 0 | 340 | Kg
9 | RCC Landing Slab 150mm th | 0 | 0 | 0 | 0 | M2 | 0 | 0 | 0 | 0 | 0 | 0 | 0 | 0 | 0 | 0 | 0 | 0 | 340 | Kg
4 | RCC Roof Slab 125mm th | 0 | 0 | 0 | 0 | M2 | 0 | 0 | 0 | 0 | 0 | 0 | 0 | 0 | 0 | 0 | 0 | 0 | 340 | Kg
9 | RCC Roof Slab 100mm th | 0 | 0 | 0 | 0 | M2 | 0 | 0 | 0 | 0 | 0 | 0 | 0 | 0 | 0 | 0 | 0 | 0 | 340 | Kg
9 | Precasted slab 50mm | 0 | 0 | 0 | 0 | M2 | 0 | 0 | 0 | 0 | 0 | 0 | 0 | 0 | 0 | 0 | 0 | 0 | 340 | Kg
16 | Precasted slab 25mm | 0 | 0 | 0 | 0 | M2 | 0 | 0 | 0 | 0 | 0 | 0 | 0 | 0 | 0 | 0 | 0 | 0 | 340 | Kg
5 | RCC Lintels | 0 | 0 | 0 | 0 | M3 | 0 | 0 | 0 | 0 | 0 | 0 | 0 | 0 | 0 | 0 | 0 | 0 | 340 | Kg
6 | RCC Sunshades | 0 | 0 | 0 | 0 | RM | 0 | 0 | 0 | 0 | 0 | 0 | 0 | 0 | 0 | 0 | 0 | 0 | 12.75 | Kg
4 | Acco Plaster'g CM (1:3) 12mm | 0 | 0 | 0 | 0 | M2 | 0 | 0 | 0 | 0 | 0 | 0 | 0 | 0 | 0 | 0 | 0 | 0 | 7.2 | Kg
12 | Acco Plaster'g CM (1:3) 20mm | 0 | 0 | 0 | 0 | M2 | 0 | 0 | 0 | 0 | 0 | 0 | 0 | 0 | 0 | 0 | 0 | 0 | 10.08 | Kg
13 | Rough stone | 0 |  |  | 0 | M3 | 0 | 0 | 0 | 0 | 0 | 0 | 0 | 0 | 0 |  | 0 | 0 | 59.4 | Kg
24 | BM CM (1:8) Super | 0 | 0 | 0 | 0 | M3 | 0 | 0 | 0 | 0 | 0 | 0 | 0 | 0 | 0 | 0 | 0 | 0 | 36 | Kg
19 | BM CM (1:6) | 0 | 0 | 0 | 0 | M3 | 0 | 0 | 0 | 0 | 0 | 0 | 0 | 0 | 0 | 0 | 0 | 0 | 48 | Kg
9 | BM CM (1:4) 115mm | 0 | 0 | 0 | 0 | M2 | 0 |  | 0 | 0 | 0 | 0 | 0 | 0 | 0 | 0 | 0 | 0 | 7.2 | Kg
16 | Fly cement bricks | 0 | 0 | 0 | 0 | M3 | 0 | 0 | 0 | 0 | 0 | 0 | 0 | 0 | 0 | 0 | 0 | 0 | 24 | Kg
20 | RCM drop wall | 0 | 0 |  | 0 | M2 | 0 | 0 | 0 | 0 | 0 | 0 | 0 | 0 | 0 | 0 | 0 | 0 | 20.89 | Kg
21 | Ceiling Plaster CM (1:3) 12mm | 0 | 0 | 0 | 0 | M2 | 0 | 0 | 0 | 0 | 0 | 0 | 0 | 0 | 0 | 0 | 0 | 0 | 7.2 | Kg
25 | Plaster'ing CM (1:5) 12mm th | 0 | 0 | 0 | 0 | M2 | 0 | 0 | 0 | 0 | 0 | 0 | 0 | 0 | 0 | 0 | 0 | 0 | 4.32 | Kg
3 | Plaster'ing 20mm thick single | 0 | 0 | 0 | 0 | M2 | 0 | 0 | 0 | 0 | 0 | 0 | 0 | 0 | 0 | 0 | 0 | 0 | 6.05 | Kg
22 | Plaster'ing 12mm thick double | 0 | 0 | 0 | 0 | M2 | 0 | 0 | 0 | 0 | 0 | 0 | 0 | 0 | 0 | 0 | 0 | 0 | 5.09 | Kg
23 | Plaster'ing 20mm thick double | 0 | 0 | 0 | 0 | M2 | 0 | 0 | 0 | 0 | 0 | 0 | 0 | 0 | 0 | 0 | 0 | 0 | 5.75 | Kg
19 | CC Steps | 0 | 0 | 0 | 0 | M3 | 0 | 0 | 0 | 0 | 0 | 0 | 0 | 0 | 0 | 0 | 0 | 0 | 340 | Kg
7 | Flooring Vetrified Tiles | 0 | 0 | 0 | 0 | M2 | 0 | 0 | 0 | 0 | 0 | 0 | 0 | 0 | 0 | 0 | 0 | 0 | 6.06 | Kg
8 | Skirting Vetrified Tiles | 0 | 0 | 0 | 0 | M2 | 0 | 0 | 0 | 0 | 0 | 0 | 0 | 0 | 0 | 0 | 0 | 0 | 6.756 | Kg
9 | Flooring Granite stone | 0 | 0 | 0 | 0 | M2 | 0 | 0 | 0 | 0 | 0 | 0 | 0 | 0 | 0 | 0 | 0 | 0 | 7.5 | Kg
10 | Skirting Granite stone | 0 | 0 | 0 | 0 | M2 | 0 | 0 | 0 | 0 | 0 | 0 | 0 | 0 | 0 | 0 | 0 | 0 | 9.06 | Kg
37 | Flooring Terrazo tiles | 0 | 0 | 0 | 0 | M2 | 0 | 0 | 0 | 0 | 0 | 0 | 0 | 0 | 0 | 0 | 0 | 0 | 7.5 | Kg
38 | Skirting Terrazo tiles | 0 | 0 | 0 | 0 | M2 | 0 | 0 | 0 | 0 | 0 | 0 | 0 | 0 | 0 | 0 | 0 | 0 | 6.756 | Kg
11 | Ceramic Tiles Flooring | 0 | 0 | 0 | 0 | M2 | 0 | 0 | 0 | 0 | 0 | 0 | 0 | 0 | 0 | 0 | 0 | 0 | 5.46 | Kg
12 | Daddooing wall tiles | 0 | 0 | 0 | 0 | M2 | 0 | 0 | 0 | 0 | 0 | 0 | 0 | 0 | 0 | 0 | 0 | 0 | 9.06 | Kg
26 | Pressed tiles | 0 | 0 | 0 | 0 | M2 | 0 | 0 | 0 | 0 | 0 | 0 | 0 | 0 | 0 | 0 | 0 | 0 | 2.76 | Kg
5 | Gronolithie Concrete | 0 |  |  | 0 | M3 | 0 | 0 | 0 | 0 | 0 | 0 | 0 | 0 | 0 | 0 | 0 | 0 | 12 | Kg
| Total Qty |  |  |  | 1 |  | 0 | 0 | 0 | 0 | 0 | 0 | 0 | 0 | 0 | 0 | 0 | 0 | Bags
| AS PER SSR 2022-23 |  |  |  | 1
1 | Earthwork Excavation |  |  |  | 0 | M3 | 0 | 0 | 0 | 0 | 0 | 0 | 0 | 0 | 0 | 0 | 0 | 0 | 0
1 | Sand Filling | 0 |  |  | 0 | M3 | 0 | 0 | 0 | 0 | 0 | 0 | 0 | 0 | 0 | 0 | 0 | 0 | 0
2 | Selected Filling | 0 |  |  | 0 | M3 | 0 | 0 | 0 | 0 | 0 | 0 | 0 | 0 | 0 | 0 | 0 | 0 | 0
4 | Gravel filling | 0 |  |  | 0 | M3 | 0 | 0 | 0 | 0 | 0 | 0 | 0 | 0 |  | 0 | 0 | 0 | 0
1 | PCC (1:4:8) | 0 |  |  | 0 | M3 | 0 | 0 | 0 | 0 | 0 | 0 | 0 | 0 | 0 | 0 | 0 | 0 | 162 | Kg
6 | PCC (1:5:10) | 0 |  |  | 0 | M3 | 0 | 0 | 0 | 0 | 0 | 0 | 0 | 0 | 0 | 0 | 0 | 0 | 129.6 | Kg
4 | RCC Footings | 0 |  |  | 0 | M3 | 0 | 0 | 0 | 0 | 0 | 0 | 0 | 0 | 0 | 0 | 0 | 0 | 340 | Kg
5 | RCC Pedastals | 0 |  |  | 0 | M3 | 0 | 0 | 0 | 0 | 0 | 0 | 0 | 0 | 0 | 0 | 0 | 0 | 340 | Kg
2 | RCC Columns | 0 | 0 | 0 | 0 | M3 | 0 | 0 | 0 | 0 | 0 | 0 | 0 | 0 | 0 | 0 | 0 | 0 | 340 | Kg
7 | RCC Plinth Beam | 0 |  |  | 0 | M3 | 0 | 0 | 0 | 0 | 0 | 0 | 0 | 0 | 0 | 0 | 0 | 0 | 340 | Kg
3 | RCC Roof Beams | 0 | 0 | 0 | 0 | M3 | 0 | 0 | 0 | 0 | 0 | 0 | 0 | 0 | 0 | 0 | 0 | 0 | 340 | Kg
9 | RCC Landing Slab 150mm th | 0 | 0 | 0 | 0 | M2 | 0 | 0 | 0 | 0 | 0 | 0 | 0 | 0 | 0 | 0 | 0 | 0 | 340 | Kg
4 | RCC Roof Slab 125mm th | 0 | 0 | 0 | 0 | M2 | 0 | 0 | 0 | 0 | 0 | 0 | 0 | 0 | 0 | 0 | 0 | 0 | 340 | Kg
9 | RCC Roof Slab 100mm th | 0 | 0 | 0 | 0 | M2 | 0 | 0 | 0 | 0 | 0 | 0 | 0 | 0 | 0 | 0 | 0 | 0 | 340 | Kg
9 | Precasted slab 50mm | 0 | 0 | 0 | 0 | M2 | 0 | 0 | 0 | 0 | 0 | 0 | 0 | 0 | 0 | 0 | 0 | 0 | 340 | Kg
16 | Precasted slab 25mm | 0 | 0 | 0 | 0 | M2 | 0 | 0 | 0 | 0 | 0 | 0 | 0 | 0 | 0 | 0 | 0 | 0 | 340 | Kg
13 | RCC Lintels | 0 | 0 | 0 | 0 | M3 | 0 | 0 | 0 | 0 | 0 | 0 | 0 | 0 | 0 | 0 | 0 | 0 | 340 | Kg
14 | RCC Sunshades | 0 | 0 | 0 | 0 | RM | 0 | 0 | 0 | 0 | 0 | 0 | 0 | 0 | 0 | 0 | 0 | 0 | 12.75 | Kg
4 | Acco Plaster'g CM (1:3) 12mm | 0 | 0 | 0 | 0 | M2 | 0 | 0 | 0 | 0 | 0 | 0 | 0 | 0 | 0 | 0 | 0 | 0 | 7.2 | Kg
12 | Acco Plaster'g CM (1:3) 20mm | 0 | 0 | 0 | 0 | M2 | 0 | 0 | 0 | 0 | 0 | 0 | 0 | 0 | 0 | 0 | 0 | 0 | 10.08 | Kg
13 | Rough stone | 0 |  |  | 0 | M3 | 0 | 0 | 0 | 0 | 0 | 0 | 0 | 0 | 0 |  | 0 | 0 | 59.4 | Kg
2 | BM CM (1:8) Super | 0 | 0 | 0 | 0 | M3 | 0 | 0 | 0 | 0 | 0 | 0 | 0 | 0 | 0 | 0 | 0 | 0 | 36 | Kg
15 | BM CM (1:6) | 0 | 0 | 0 | 0 | M3 | 0 | 0 | 0 | 0 | 0 | 0 | 0 | 0 | 0 | 0 | 0 | 0 | 48 | Kg
16 | BM CM (1:4) 115mm | 0 | 0 | 0 | 0 | M2 | 0 |  | 0 | 0 | 0 | 0 | 0 | 0 | 0 | 0 | 0 | 0 | 7.2 | Kg
16 | Fly cement bricks | 0 | 0 | 0 | 0 | M3 | 0 | 0 | 0 | 0 | 0 | 0 | 0 | 0 | 0 | 0 | 0 | 0 | 24 | Kg
14 | RCM drop wall | 0 | 0 |  | 0 | M2 | 0 | 0 | 0 | 0 | 0 | 0 | 0 | 0 | 0 | 0 | 0 | 0 | 20.89 | Kg
4 | Ceiling Plaster CM (1:3) 12mm | 0 | 0 | 0 | 0 | M2 | 0 | 0 | 0 | 0 | 0 | 0 | 0 | 0 | 0 | 0 | 0 | 0 | 7.2 | Kg
2 | Plaster'ing CM (1:5) 12mm th | 0 | 0 | 0 | 0 | M2 | 0 | 0 | 0 | 0 | 0 | 0 | 0 | 0 | 0 | 0 | 0 | 0 | 4.32 | Kg
3 | Plaster'ing 20mm thick single | 0 | 0 | 0 | 0 | M2 | 0 | 0 | 0 | 0 | 0 | 0 | 0 | 0 | 0 | 0 | 0 | 0 | 6.05 | Kg
5 | Plaster'ing 12mm thick double | 0 | 0 | 0 | 0 | M2 | 0 | 0 | 0 | 0 | 0 | 0 | 0 | 0 | 0 | 0 | 0 | 0 | 5.09 | Kg
17 | Plaster'ing 20mm thick double | 0 | 0 | 0 | 0 | M2 | 0 | 0 | 0 | 0 | 0 | 0 | 0 | 0 | 0 | 0 | 0 | 0 | 5.75 | Kg
19 | CC Steps | 0 | 0 | 0 | 0 | M3 | 0 | 0 | 0 | 0 | 0 | 0 | 0 | 0 | 0 | 0 | 0 | 0 | 340 | Kg
20 | Flooring Vetrified Tiles | 0 | 0 | 0 | 0 | M2 | 0 | 0 | 0 | 0 | 0 | 0 | 0 | 0 | 0 | 0 | 0 | 0 | 6.06 | Kg
21 | Skirting Vetrified Tiles | 0 | 0 | 0 | 0 | M2 | 0 | 0 | 0 | 0 | 0 | 0 | 0 | 0 | 0 | 0 | 0 | 0 | 6.756 | Kg
19 | Flooring Granite stone | 87.66 | 0 | 0 | 87.66 | M2 | 0 | 0 | 0 | 0 | 0 | 1.23 | 0 | 0 | 0 | 0 | 0 | 13.15 | 7.5 | Kg
20 | Skirting Granite stone | 6.73 | 0 | 0 | 6.73 | M2 | 0 | 0 | 0 | 0 | 0 | 0.08 | 0 | 0 | 0 | 0 | 0 | 1.22 | 9.06 | Kg
37 | Flooring Terrazo tiles | 0 | 0 | 0 | 0 | M2 | 0 | 0 | 0 | 0 | 0 | 0 | 0 | 0 | 0 | 0 | 0 | 0 | 7.5 | Kg
38 | Skirting Terrazo tiles | 0 | 0 | 0 | 0 | M2 | 0 | 0 | 0 | 0 | 0 | 0 | 0 | 0 | 0 | 0 | 0 | 0 | 6.756 | Kg
21 | Ceramic Tiles Flooring | 4.2 | 0 | 0 | 4.2 | M2 | 0 | 0 | 0 | 0 | 0 | 0.05 | 0 | 0 | 0 | 0 | 0 | 0.46 | 5.46 | Kg
22 | Daddooing wall tiles | 17.67 | 0 | 0 | 17.67 | M2 | 0 | 0 | 0 | 0 | 0 | 0.21 | 0 | 0 | 0 | 0 | 0 | 3.2 | 9.06 | Kg
22 | Pressed tiles | 0 | 0 | 0 | 0 | M2 | 0 | 0 | 0 | 0 | 0 | 0 | 0 | 0 | 0 | 0 | 0 | 0 | 2.76 | Kg
5 | Gronolithie Concrete | 0 |  |  | 0 | M3 | 0 | 0 | 0 | 0 | 0 | 0 | 0 | 0 | 0 | 0 | 0 | 0 | 12 | Kg
| Total Qty |  |  |  | 1 |  | 0 | 0 | 0 | 0 | 0 | 1.57 | 0 | 0 | 0 | 0 | 0 | 18.03 | Bags
| Grand total |  |  |  | 1 |  | 18.53 | 38.41 | 0 | 0 | 28.47 | 11.3 | 8.84 | 87.51 | 17.93 | 24.54 | 0 | 521.47
[5 empty] | Rate / M3 |  | 90 | 90 | 90 | 90 | 100 | 100 | 100 | 100 | 45 | 80 | 45 | 26.07 | MT
[6 empty] | Rs | 1668 | 3457 | 0 | 0 | 2847 | 1130 | 884 | 8751 | 807 | 1963 | 0
[5 empty] | Total | Rs | 21507
[12 empty] | Deputy Executive Engineer |  |  |  |  | Assistant Engineer
[12 empty] | PRI Sub Division |  |  |  |  | Mandal Praja parishad
[12 empty] | Kanigiri |  |  |  |  | Kanigiri

## CERTI
1) Name of the Work: |  | Providing Additional Space for Health Staff in Grama Sachivalayam of Baduguleru GP of Kanigiri Mandal
2) Estimate Cost: |  | 20.80 Lakhs
3) Grant: |  | (MGNREGS + Health Grant)(NMH & 15th FC)
CERTIFICATES
1 | Certified that the work is completed in all respect
2 | Certified that the Gram Panchayat has accepted all measurements recorded
3 | Certified that the Gram Panchayat has conveyed for all materials from the approved quarry for use on the work as per lead statement.
4 | Certified that the materials used the above work were brought from approved quarry
5 | Certified to the effect that no recoveries are out standing against the Gram Panchayat
6 | Certified that the contractor has engaged Technical persons Namely
| 1) |  |  | 2)
and they are available through out the execution
6 | Certified that there are no IR Paras/ Audit objections pending against this work.
|  |  | Deputy Executive Engineer |  | Assistant Engineer
|  |  | PRI Sub Division |  | Mandal Praja parishad
|  |  | Kanigiri |  | Kanigiri

## RE-DE
RELEASE AND DISCHARGE CERTIFICATE
Name of the work: | Providing Additional Space for Health Staff in Grama Sachivalayam of Baduguleru GP of Kanigiri Mandal
Esimate Rs. | 20.80 Lakhs
Grant | (MGNREGS + Health Grant)(NMH & 15th FC)
I do here by release and discharge with the Executive Engineer, PRI Division, Kandukur all claims and demand what so ever arising out of the work or contracts with the contract vide commencement letter Dt 12.06.2020 with full and final settlement of my all claims and demands of the work
Gram Panchayat

## Proforma-I
PROFORMA-I
S.No. | Name of the Mandal | Name of the GP | Name of the Habitation | Name of the work | Work ID No. | Est Cost in Lakhs | NREGS % | Convergence % | Indent Details
[9 empty] | Name of the Firm | Invoice No. | Date | Indent Qty. | Value
1 | 2 | 3 | 4 | 5 | 6 | 7 | 8 | 9 | 10 | 11 | 12 | 13 | 14
1 | Kanigiri | Vangapadu | Vangapadu | Providing Additional Space for Health Staff in Vangapadu GP of Kanigiri Mandal | 087043126033090025 | 20.8 |  |  | UltraTech Cement Limited | 8949230093 | 03.03.2021 | 260 | 61100
[9 empty] | Gram Panchayat |  |  | 180 | 46800
[9 empty] | Gram Panchayat |  |  | 76 | 17860
[12 empty] | 516 | 125760
| Total Qty. Supplied by Firm |  |  |  | Total Quantity Utilized |  |  |  | Balance Quantity |  |  | Remarks
| Page and M.B.no. | Quantity | Rate | Amount | Page and M.B.no. | Quantity | Rate | Amount | Quantity | Rate | Amount
| 15 | 16 | 17 | 18 | 19 | 20 | 21 | 22 | 23 | 24 | 25 | 26
|  | 260 | 235 | 61100 |  | 336.14 | 235 | 78993 | 0.14 | 235 | 33
|  | 180 | 260 | 46800 |  | 180 | 260 | 46800
|  | 76 | 235 | 17860
|  | 516 |  | 125760 |  | 516.14 |  | 125793
PROFORMA-II
S.No. | Name of the Mandal | Name of the GP | Name of the Habitation | Name of the work | Work ID No. | Qty of cement transferred | Rate | Amount | Remarks
1 | 2 | 3 | 4 | 5 | 6 | 7 | 8 | 9 | 10
1 | Kanigiri | Vangapadu | Vangapadu | Providing Additional Space for Health Staff in Vangapadu GP of Kanigiri Mandal | 087043126033090025 | Nil | Nil | Nil
[6 empty] | Dy.Executive Engineer |  |  |  | Assistant Engineer
[6 empty] | PRI Sub Division |  |  |  | Mandal Praja Parishad
[6 empty] | Kanigiri |  |  |  | Kanigiri

## voucer part (2)
STATEMENT OF VOUCHER WISE PARTCICULARS OF MGNREGS WORKS
Name of the Work: Providing Additional Space for Health Staff in Grama Sachivalayam of Baduguleru GP of Kanigiri Mandal
ID No | No: 087043102002090039
Mandal | Kanigiri
Grant | (MGNREGS + Health Grant)(NMH & 15th FC) | [6 empty] | Estt. Rs | 20.80 Lakhs
Sub Division : Kanigiri
S.No | M.B.No. | Description of Material | Executive Quantity | Voucher | [5 empty] | Net Amount | 0
|  |  |  | VO No. & Date |  | Quantity |  | Rate | Amount
1 | 2 | 3 | 4 | 5 |  | 6 |  | 7 | 8 | 9
1 |  | CW-02 Cement | 0.14 | 1 | / | 5 | Bags | 235 | 1175 | 33 | 0.14 | 0 | 5
1 |  | CW-02 Cement | 0 | 1 | / | 0 | Bags | 260 | 0 | 0 | 0 | 0
2 |  | CW-03 Sand for Filing |  | 2 | / | 0 | Units | 900 | 0 | 0 | 0 | 827.492 | 6
2 |  | CW-03 Sand for Filing | 0 | 2 | / | 0 | Units | 1600 | 0 | 0 | 0 | 1518.012
2 |  | CW-04 Sand for Mortor | 0 | 2 | / | 0 | Units | 6000 | 0 | 0 | 0 | 5937.34 | 6
2 |  | CW-04 Sand for Mortor | 0.15 | 2 | / | 0.5 | Units | 6000 | 3000 | 315 | 0.053004 | 5937.34 | 6
2 |  | CW-07 20-12MM HBG Metal |  | 2 | / | 0 | Units | 4900 | 0 |  | 0 | 4874.109 |  | 9
2 |  | CW-07 20-12MM HBG Metal |  | 2 | / | 0 | Units | 6200 | 0 |  | 0 | 6177.607 |  | 9
2 |  | CW-09 40MM HBG Metal |  | 2 | / | 0 | Units | 3900 | 0 |  | 0 | 3893.514 |  | 9
3 |  | CW-09 40MM HBG Metal | 0 | 3 | / | 0 | Units | 4900 | 0 | 0 | 0 | 4898.164 |  | 9
3 |  | CW-19 Sand for Concrete |  | 3 | / | 0 | Units | 6000 | 0 |  | 0 | 5937.34 | 6
3 |  | CW-19 Sand for Concrete | 0 | 3 | / | 0 | Units | 5000 | 0 | 0 | 0 | 4929.86 | 6
4 |  | CW-20 Steel |  | 4 | / | 0 | MT | 63000 | 0 | 0 |  | 63000 | 6
4 |  | CW-20 Steel | 0 | 4 | / | 0 | MT | 64000 |  | 0 |  | 64000 | 6
7 |  | CW-20 Steel |  | 7 | / | 0 | MT | 85000 | 0 | 0 |  | 85000 | 6
7 |  | CW-20 Steel | 0 | 7 | / | 0 | MT | 72000 | 0 | 0 |  | 72000 | 6
7 |  | CW-20 Steel | 0 | 7 | / | 0 | MT | 76000 | 0 | 0 |  | 76000 | 6
7 |  | CW-20 Steel | 0 | 7 | / | 0 | MT | 35000 | 0 | 0 |  | 35000 | 6
3 |  | CW-10 Other component |  | 3 | / | 1 | No | 36100 | 36100 | 36017 | 0 | 0 | 6
5 |  | Labour component | [6 empty] | 0 | 0
[9 empty] | 40275 | 36365 | -261181 | 297546
3910
|  |  | Deputy Executive Engineer |  |  |  |  | Assistant Engineer
|  |  | PRI Sub Division |  |  |  |  | Mandal Praja parishad
|  |  | Kanigiri |  |  |  |  | Kanigiri

## 1 (2)
HAND RECEIPT
Received an amount of Rs |  | 0 | (Rupees | Five thousand and six hundred only)
Payment towards the work Providing Additional Space for Health Staff in Grama Sachivalayam of Baduguleru GP of Kanigiri Mandal with Estimate cost for Rs. 20.80 Lakhs under MGNREGS + Health Dept + NMH +15th FC Grant during the year 2019-20
purpose for which payment is made : |  |  | Sand for Filling |  | 0 | Cum
| Payee |  |  |  | Receiver
Certified that the item was recorded vide page no. of M.B.No. ………………………. for the work
Providing Additional Space for Health Staff in Grama Sachivalayam of Baduguleru GP of Kanigiri Mandal with Estimate Rs. 20.80 Lakhs under MGNREGS + Health Dept + NMH +15th FC Grant during the year 2019-20

## 2 (2)
HAND RECEIPT
Received an amount of Rs |  | 3000 | (Rupees | Three thousand only)
Payment towards the work Providing Additional Space for Health Staff in Grama Sachivalayam of Baduguleru GP of Kanigiri Mandal with Estimate cost for Rs. 20.80 Lakhs under MGNREGS + Health Dept + NMH +15th FC Grant during the year 2019-20
purpose for which payment is made : |  |  | Sand for Mortor |  | 0.15 | Cum
| Payee |  |  |  | Receiver
Certified that the item was recorded vide page no. of M.B.No. ………………………. for the work
Providing Additional Space for Health Staff in Grama Sachivalayam of Baduguleru GP of Kanigiri Mandal with Estimate Rs. 20.80 Lakhs under MGNREGS + Health Dept + NMH +15th FC Grant during the year 2019-20

## 3 (2)
HAND RECEIPT
Received an amount of Rs |  | 0 | (Rupees | Four thousand and five hundred only)
Payment towards the work Providing Additional Space for Health Staff in Grama Sachivalayam of Baduguleru GP of Kanigiri Mandal with Estimate cost for Rs. 20.80 Lakhs under MGNREGS + Health Dept + NMH +15th FC Grant during the year 2019-20
purpose for which payment is made : |  |  | Sand for Concrete |  | 0 | Cum
| Payee |  |  |  | Receiver
Certified that the item was recorded vide page no. of M.B.No. ………………………. for the work
Providing Additional Space for Health Staff in Grama Sachivalayam of Baduguleru GP of Kanigiri Mandal with Estimate Rs. 20.80 Lakhs under MGNREGS + Health Dept + NMH +15th FC Grant during the year 2019-20

## 4 (2) (hidden)
HAND RECEIPT
Received an amount of Rs |  | 0 | (Rupees | Two lakhs fifty five thousand seven hundred and fifty only)
Payment towards the work Providing Additional Space for Health Staff in Grama Sachivalayam of Baduguleru GP of Kanigiri Mandal with Estimate cost for Rs. 20.80 Lakhs under MGNREGS + Health Dept + NMH +15th FC Grant during the year 2019-20
purpose for which payment is made : |  |  | Supply and cost of steel |  | 0 | MT
| Payee |  |  |  | Receiver
Certified that the item was recorded vide page no. of M.B.No. ………………………. for the work
Providing Additional Space for Health Staff in Grama Sachivalayam of Baduguleru GP of Kanigiri Mandal with Estimate Rs. 20.80 Lakhs under MGNREGS + Health Dept + NMH +15th FC Grant during the year 2019-20

## 5 (2)
HAND RECEIPT
Received an amount of Rs |  | 36100 | (Rupees | Thirty six thousand and one hundred only)
Payment towards the work Providing Additional Space for Health Staff in Grama Sachivalayam of Baduguleru GP of Kanigiri Mandal with Estimate cost for Rs. 20.80 Lakhs under MGNREGS + Health Dept + NMH +15th FC Grant during the year 2019-20
purpose for which payment is made : |  |  | Building Labour Component total amount
| Payee |  |  |  | Receiver
Certified that the item was recorded vide page no. of M.B.No. ………………………. for the work
Providing Additional Space for Health Staff in Grama Sachivalayam of Baduguleru GP of Kanigiri Mandal with Estimate Rs. 20.80 Lakhs under MGNREGS + Health Dept + NMH +15th FC Grant during the year 2019-20

## M-1 (2)
No. Receipt: Date: |  |  |  | No. Receipt: Date:
SRI VENKATESWARA LORRY SERVICE |  |  |  | SRI VENKATESWARA LORRY SERVICE
(SAI LAKSHMI STORE CRUSHERS) |  |  |  | (SAI LAKSHMI STORE CRUSHERS)
BUDAWADA, CHEEMAKURTHI MANDAL |  |  |  | RAMATHERDHAM, CHEEMAKURTHI MANDAL
Party Name: | Grama Panchayat, Baduguleru |  |  | Party Name: | Grama Panchayat, Baduguleru
Sizes | Units | Rate | Amount | Sizes | Units | Rate | Amount
40mm |  |  |  | 40mm | 0 | 3900 | 0
20-12mm |  |  |  | 20-12mm | 0 | 4900 | 0
20MM |  |  |  | 20MM
12MM |  |  |  | 12MM
9.50 to 475mm |  |  | 0 | 9.50 to 475mm
4.75 to 2.36mm |  |  |  | 4.75 to 2.36mm
Dust |  |  |  | Dust
Total |  |  | 0 | Total |  |  | 0
|  | Signature |  |  |  | Signature

## M-3 (2)
Certified that the item was recorded vide page no. of M.B.No. ………………………. for the work | Certified that the item was recorded vide page no. of M.B.No. ………………………. for the work
Providing Additional Space for Health Staff in Grama Sachivalayam of Baduguleru GP of Kanigiri Mandal with Estimate Rs. 20.80 Lakhs under MGNREGS + Health Dept + NMH +15th FC Grant during the year 2019-20 | Providing Additional Space for Health Staff in Grama Sachivalayam of Baduguleru GP of Kanigiri Mandal with Estimate Rs. 20.80 Lakhs under MGNREGS + Health Dept + NMH +15th FC Grant during the year 2019-20

## con 2021-22 (hidden)
Conveyance charges-2021-22
As per Machinery
Lead in KM | Earth/Sand/Gravel | Metal | Bricks 1000Nos | stone
| Initial lead Rete | Initial lead Rete | Initial lead Rete | Add Loading & Unloading | Net Lead Charges
1 | 2 | 3 | 4 | 5 | 6
1 | 33.7 | 32.5 | 54.1 | 47.8
2 | 47.2 | 45.5 | 75.8 | 66.9
3 | 62.9 | 60.6 | 101.1 | 89.2
4 | 76.4 | 73.6 | 122.7 | 108.3
5 | 89.9 | 86.6 | 144.4 | 127.4
6 | 103.4 | 99.6 | 166.1 | 146.5
7 | 116.9 | 112.6 | 187.8 | 165.6
8 | 130.4 | 125.6 | 209.5 | 184.7
9 | 143.9 | 138.6 | 231.2 | 203.8
10 | 157.4 | 151.6 | 252.9 | 222.9
11 | 170.9 | 164.6 | 274.6 | 242
12 | 184.4 | 177.6 | 296.3 | 261.1
13 | 197.9 | 190.6 | 318 | 280.2
14 | 211.4 | 203.6 | 339.7 | 299.3
15 | 224.9 | 216.6 | 361.4 | 318.4
16 | 238.4 | 229.6 | 383.1 | 337.5
17 | 251.9 | 242.6 | 404.8 | 356.6
18 | 265.4 | 255.6 | 426.5 | 375.7
19 | 278.9 | 268.6 | 448.2 | 394.8
20 | 292.4 | 281.6 | 469.9 | 413.9
21 | 305.9 | 294.6 | 491.6 | 433
22 | 319.4 | 307.6 | 513.3 | 452.1
23 | 332.9 | 320.6 | 535 | 471.2
24 | 346.4 | 333.6 | 556.7 | 490.3
25 | 359.9 | 346.6 | 578.4 | 509.4
26 | 373.4 | 359.6 | 600.1 | 528.5
27 | 386.9 | 372.6 | 621.8 | 547.6
28 | 400.4 | 385.6 | 643.5 | 566.7
29 | 413.9 | 398.6 | 665.2 | 585.8
30 | 427.4 | 411.6 | 686.9 | 604.9
31 | 438.6 | 422.4 | 705 | 620.8
32 | 449.8 | 433.2 | 723.1 | 636.7
33 | 461 | 444 | 741.2 | 652.6
34 | 472.2 | 454.8 | 759.3 | 668.5
35 | 483.4 | 465.6 | 777.4 | 684.4
36 | 494.6 | 476.4 | 795.5 | 700.3
37 | 505.8 | 487.2 | 813.6 | 716.2
38 | 517 | 498 | 831.7 | 732.1
39 | 528.2 | 508.8 | 849.8 | 748
40 | 539.4 | 519.6 | 867.9 | 763.9
41 | 550.6 | 530.4 | 886 | 779.8
42 | 561.8 | 541.2 | 904.1 | 795.7
43 | 573 | 552 | 922.2 | 811.6
44 | 584.2 | 562.8 | 940.3 | 827.5
45 | 595.4 | 573.6 | 958.4 | 843.4
46 | 606.6 | 584.4 | 976.5 | 859.3
47 | 617.8 | 595.2 | 994.6 | 875.2
48 | 629 | 606 | 1012.7 | 891.1
49 | 640.2 | 616.8 | 1030.8 | 907
50 | 651.4 | 627.6 | 1048.9 | 922.9
51 | 662.6 | 638.4 | 1067 | 938.8
52 | 673.8 | 649.2 | 1085.1 | 954.7
53 | 685 | 660 | 1103.2 | 970.6
54 | 696.2 | 670.8 | 1121.3 | 986.5
55 | 707.4 | 681.6 | 1139.4 | 1002.4
56 | 718.6 | 692.4 | 1157.5 | 1018.3
57 | 729.8 | 703.2 | 1175.6 | 1034.2
58 | 741 | 714 | 1193.7 | 1050.1
59 | 752.2 | 724.8 | 1211.8 | 1066
60 | 763.4 | 735.6 | 1229.9 | 1081.9
61 | 774.6 | 746.4 | 1248 | 1097.8
62 | 785.8 | 757.2 | 1266.1 | 1113.7
63 | 797 | 768 | 1284.2 | 1129.6
64 | 808.2 | 778.8 | 1302.3 | 1145.5
65 | 819.4 | 789.6 | 1320.4 | 1161.4
66 | 830.6 | 800.4 | 1338.5 | 1177.3
67 | 841.8 | 811.2 | 1356.6 | 1193.2
68 | 853 | 822 | 1374.7 | 1209.1
69 | 864.2 | 832.8 | 1392.8 | 1225
70 | 875.4 | 843.6 | 1410.9 | 1240.9
71 | 886.6 | 854.4 | 1429 | 1256.8
72 | 897.8 | 865.2 | 1447.1 | 1272.7
73 | 909 | 876 | 1465.2 | 1288.6
74 | 920.2 | 886.8 | 1483.3 | 1304.5
75 | 931.4 | 897.6 | 1501.4 | 1320.4
76 | 942.6 | 908.4 | 1519.5 | 1336.3
77 | 953.8 | 919.2 | 1537.6 | 1352.2
78 | 965 | 930 | 1555.7 | 1368.1
79 | 976.2 | 940.8 | 1573.8 | 1384
80 | 987.4 | 951.6 | 1591.9 | 1399.9
81 | 998.6 | 962.4 | 1610 | 1415.8
82 | 1009.8 | 973.2 | 1628.1 | 1431.7
83 | 1021 | 984 | 1646.2 | 1447.6
84 | 1032.2 | 994.8 | 1664.3 | 1463.5
85 | 1043.4 | 1005.6 | 1682.4 | 1479.4
86 | 1054.6 | 1016.4 | 1700.5 | 1495.3
87 | 1065.8 | 1027.2 | 1718.6 | 1511.2
88 | 1077 | 1038 | 1736.7 | 1527.1
89 | 1088.2 | 1048.8 | 1754.8 | 1543
90 | 1099.4 | 1059.6 | 1772.9 | 1558.9
91 | 1110.6 | 1070.4 | 1791 | 1574.8
92 | 1121.8 | 1081.2 | 1809.1 | 1590.7
93 | 1133 | 1092 | 1827.2 | 1606.6
94 | 1144.2 | 1102.8 | 1845.3 | 1622.5
95 | 1155.4 | 1113.6 | 1863.4 | 1638.4
96 | 1166.6 | 1124.4 | 1881.5 | 1654.3
97 | 1177.8 | 1135.2 | 1899.6 | 1670.2
98 | 1189 | 1146 | 1917.7 | 1686.1
99 | 1200.2 | 1156.8 | 1935.8 | 1702
100 | 1211.4 | 1167.6 | 1953.9 | 1717.9
101 | 1222.6 | 1178.4 | 1972 | 1733.8
102 | 1233.8 | 1189.2 | 1990.1 | 1749.7
103 | 1245 | 1200 | 2008.2 | 1765.6
104 | 1256.2 | 1210.8 | 2026.3 | 1781.5
105 | 1267.4 | 1221.6 | 2044.4 | 1797.4
106 | 1278.6 | 1232.4 | 2062.5 | 1813.3
107 | 1289.8 | 1243.2 | 2080.6 | 1829.2
108 | 1301 | 1254 | 2098.7 | 1845.1
109 | 1312.2 | 1264.8 | 2116.8 | 1861
110 | 1323.4 | 1275.6 | 2134.9 | 1876.9
111 | 1334.6 | 1286.4 | 2153 | 1892.8
112 | 1345.8 | 1297.2 | 2171.1 | 1908.7
113 | 1357 | 1308 | 2189.2 | 1924.6
114 | 1368.2 | 1318.8 | 2207.3 | 1940.5
115 | 1379.4 | 1329.6 | 2225.4 | 1956.4
116 | 1390.6 | 1340.4 | 2243.5 | 1972.3
117 | 1401.8 | 1351.2 | 2261.6 | 1988.2
118 | 1413 | 1362 | 2279.7 | 2004.1
119 | 1424.2 | 1372.8 | 2297.8 | 2020
120 | 1435.4 | 1383.6 | 2315.9 | 2035.9
121 | 1446.6 | 1394.4 | 2334 | 2051.8
122 | 1457.8 | 1405.2 | 2352.1 | 2067.7
123 | 1469 | 1416 | 2370.2 | 2083.6
124 | 1480.2 | 1426.8 | 2388.3 | 2099.5
125 | 1491.4 | 1437.6 | 2406.4 | 2115.4
126 | 1502.6 | 1448.4 | 2424.5 | 2131.3
127 | 1513.8 | 1459.2 | 2442.6 | 2147.2
128 | 1525 | 1470 | 2460.7 | 2163.1
129 | 1536.2 | 1480.8 | 2478.8 | 2179
130 | 1547.4 | 1491.6 | 2496.9 | 2194.9
131 | 1558.6 | 1502.4 | 2515 | 2210.8
132 | 1569.8 | 1513.2 | 2533.1 | 2226.7
133 | 1581 | 1524 | 2551.2 | 2242.6
134 | 1592.2 | 1534.8 | 2569.3 | 2258.5
135 | 1603.4 | 1545.6 | 2587.4 | 2274.4
136 | 1614.6 | 1556.4 | 2605.5 | 2290.3
137 | 1625.8 | 1567.2 | 2623.6 | 2306.2
138 | 1637 | 1578 | 2641.7 | 2322.1
139 | 1648.2 | 1588.8 | 2659.8 | 2338
140 | 1659.4 | 1599.6 | 2677.9 | 2353.9
141 | 1670.6 | 1610.4 | 2696 | 2369.8
142 | 1681.8 | 1621.2 | 2714.1 | 2385.7
143 | 1693 | 1632 | 2732.2 | 2401.6
144 | 1704.2 | 1642.8 | 2750.3 | 2417.5
145 | 1715.4 | 1653.6 | 2768.4 | 2433.4
146 | 1726.6 | 1664.4 | 2786.5 | 2449.3
147 | 1737.8 | 1675.2 | 2804.6 | 2465.2
148 | 1749 | 1686 | 2822.7 | 2481.1
149 | 1760.2 | 1696.8 | 2840.8 | 2497
150 | 1771.4 | 1707.6 | 2858.9 | 2512.9
151 | 1782.6 | 1718.4 | 2877 | 2528.8
152 | 1793.8 | 1729.2 | 2895.1 | 2544.7
153 | 1805 | 1740 | 2913.2 | 2560.6
154 | 1816.2 | 1750.8 | 2931.3 | 2576.5
155 | 1827.4 | 1761.6 | 2949.4 | 2592.4
156 | 1838.6 | 1772.4 | 2967.5 | 2608.3
157 | 1849.8 | 1783.2 | 2985.6 | 2624.2
158 | 1861 | 1794 | 3003.7 | 2640.1
159 | 1872.2 | 1804.8 | 3021.8 | 2656
160 | 1883.4 | 1815.6 | 3039.9 | 2671.9
161 | 1894.6 | 1826.4 | 3058 | 2687.8
162 | 1905.8 | 1837.2 | 3076.1 | 2703.7
163 | 1917 | 1848 | 3094.2 | 2719.6
164 | 1928.2 | 1858.8 | 3112.3 | 2735.5
165 | 1939.4 | 1869.6 | 3130.4 | 2751.4
166 | 1950.6 | 1880.4 | 3148.5 | 2767.3
167 | 1961.8 | 1891.2 | 3166.6 | 2783.2
168 | 1973 | 1902 | 3184.7 | 2799.1
169 | 1984.2 | 1912.8 | 3202.8 | 2815
170 | 1995.4 | 1923.6 | 3220.9 | 2830.9
171 | 2006.6 | 1934.4 | 3239 | 2846.8
172 | 2017.8 | 1945.2 | 3257.1 | 2862.7
173 | 2029 | 1956 | 3275.2 | 2878.6
174 | 2040.2 | 1966.8 | 3293.3 | 2894.5
175 | 2051.4 | 1977.6 | 3311.4 | 2910.4
176 | 2062.6 | 1988.4 | 3329.5 | 2926.3
177 | 2073.8 | 1999.2 | 3347.6 | 2942.2
178 | 2085 | 2010 | 3365.7 | 2958.1
179 | 2096.2 | 2020.8 | 3383.8 | 2974
180 | 2107.4 | 2031.6 | 3401.9 | 2989.9
181 | 2118.6 | 2042.4 | 3420 | 3005.8
182 | 2129.8 | 2053.2 | 3438.1 | 3021.7
183 | 2141 | 2064 | 3456.2 | 3037.6
184 | 2152.2 | 2074.8 | 3474.3 | 3053.5
185 | 2163.4 | 2085.6 | 3492.4 | 3069.4
186 | 2174.6 | 2096.4 | 3510.5 | 3085.3
187 | 2185.8 | 2107.2 | 3528.6 | 3101.2
188 | 2197 | 2118 | 3546.7 | 3117.1
189 | 2208.2 | 2128.8 | 3564.8 | 3133
190 | 2219.4 | 2139.6 | 3582.9 | 3148.9
191 | 2230.6 | 2150.4 | 3601 | 3164.8
192 | 2241.8 | 2161.2 | 3619.1 | 3180.7
193 | 2253 | 2172 | 3637.2 | 3196.6
194 | 2264.2 | 2182.8 | 3655.3 | 3212.5
195 | 2275.4 | 2193.6 | 3673.4 | 3228.4
196 | 2286.6 | 2204.4 | 3691.5 | 3244.3
197 | 2297.8 | 2215.2 | 3709.6 | 3260.2
198 | 2309 | 2226 | 3727.7 | 3276.1
199 | 2320.2 | 2236.8 | 3745.8 | 3292
200 | 2331.4 | 2247.6 | 3763.9 | 3307.9
201 | 2342.6 | 2258.4 | 3782 | 3323.8
202 | 2353.8 | 2269.2 | 3800.1 | 3339.7
203 | 2365 | 2280 | 3818.2 | 3355.6
204 | 2376.2 | 2290.8 | 3836.3 | 3371.5
205 | 2387.4 | 2301.6 | 3854.4 | 3387.4
206 | 2398.6 | 2312.4 | 3872.5 | 3403.3
207 | 2409.8 | 2323.2 | 3890.6 | 3419.2
208 | 2421 | 2334 | 3908.7 | 3435.1
209 | 2432.2 | 2344.8 | 3926.8 | 3451
210 | 2443.4 | 2355.6 | 3944.9 | 3466.9
211 | 2454.6 | 2366.4 | 3963 | 3482.8
212 | 2465.8 | 2377.2 | 3981.1 | 3498.7
213 | 2477 | 2388 | 3999.2 | 3514.6
214 | 2488.2 | 2398.8 | 4017.3 | 3530.5
215 | 2499.4 | 2409.6 | 4035.4 | 3546.4
216 | 2510.6 | 2420.4 | 4053.5 | 3562.3
217 | 2521.8 | 2431.2 | 4071.6 | 3578.2
218 | 2533 | 2442 | 4089.7 | 3594.1
219 | 2544.2 | 2452.8 | 4107.8 | 3610
220 | 2555.4 | 2463.6 | 4125.9 | 3625.9
221 | 2566.6 | 2474.4 | 4144 | 3641.8
222 | 2577.8 | 2485.2 | 4162.1 | 3657.7
223 | 2589 | 2496 | 4180.2 | 3673.6
224 | 2600.2 | 2506.8 | 4198.3 | 3689.5
225 | 2611.4 | 2517.6 | 4216.4 | 3705.4
226 | 2622.6 | 2528.4 | 4234.5 | 3721.3
227 | 2633.8 | 2539.2 | 4252.6 | 3737.2
228 | 2645 | 2550 | 4270.7 | 3753.1
229 | 2656.2 | 2560.8 | 4288.8 | 3769
230 | 2667.4 | 2571.6 | 4306.9 | 3784.9
231 | 2678.6 | 2582.4 | 4325 | 3800.8
232 | 2689.8 | 2593.2 | 4343.1 | 3816.7
233 | 2701 | 2604 | 4361.2 | 3832.6
234 | 2712.2 | 2614.8 | 4379.3 | 3848.5
235 | 2723.4 | 2625.6 | 4397.4 | 3864.4
236 | 2734.6 | 2636.4 | 4415.5 | 3880.3
237 | 2745.8 | 2647.2 | 4433.6 | 3896.2
238 | 2757 | 2658 | 4451.7 | 3912.1
239 | 2768.2 | 2668.8 | 4469.8 | 3928
240 | 2779.4 | 2679.6 | 4487.9 | 3943.9
241 | 2790.6 | 2690.4 | 4506 | 3959.8
242 | 2801.8 | 2701.2 | 4524.1 | 3975.7
243 | 2813 | 2712 | 4542.2 | 3991.6
244 | 2824.2 | 2722.8 | 4560.3 | 4007.5
245 | 2835.4 | 2733.6 | 4578.4 | 4023.4
246 | 2846.6 | 2744.4 | 4596.5 | 4039.3
247 | 2857.8 | 2755.2 | 4614.6 | 4055.2
248 | 2869 | 2766 | 4632.7 | 4071.1
249 | 2880.2 | 2776.8 | 4650.8 | 4087
250 | 2891.4 | 2787.6 | 4668.9 | 4102.9
251 | 2902.6 | 2798.4 | 4687 | 4118.8
252 | 2913.8 | 2809.2 | 4705.1 | 4134.7
253 | 2925 | 2820 | 4723.2 | 4150.6
254 | 2936.2 | 2830.8 | 4741.3 | 4166.5
255 | 2947.4 | 2841.6 | 4759.4 | 4182.4
256 | 2958.6 | 2852.4 | 4777.5 | 4198.3
257 | 2969.8 | 2863.2 | 4795.6 | 4214.2
258 | 2981 | 2874 | 4813.7 | 4230.1
259 | 2992.2 | 2884.8 | 4831.8 | 4246
260 | 3003.4 | 2895.6 | 4849.9 | 4261.9
261 | 3014.6 | 2906.4 | 4868 | 4277.8
262 | 3025.8 | 2917.2 | 4886.1 | 4293.7
263 | 3037 | 2928 | 4904.2 | 4309.6
264 | 3048.2 | 2938.8 | 4922.3 | 4325.5
265 | 3059.4 | 2949.6 | 4940.4 | 4341.4
266 | 3070.6 | 2960.4 | 4958.5 | 4357.3
267 | 3081.8 | 2971.2 | 4976.6 | 4373.2
268 | 3093 | 2982 | 4994.7 | 4389.1
269 | 3104.2 | 2992.8 | 5012.8 | 4405
270 | 3115.4 | 3003.6 | 5030.9 | 4420.9
271 | 3126.6 | 3014.4 | 5049 | 4436.8
272 | 3137.8 | 3025.2 | 5067.1 | 4452.7
273 | 3149 | 3036 | 5085.2 | 4468.6
274 | 3160.2 | 3046.8 | 5103.3 | 4484.5
275 | 3171.4 | 3057.6 | 5121.4 | 4500.4
276 | 3182.6 | 3068.4 | 5139.5 | 4516.3
277 | 3193.8 | 3079.2 | 5157.6 | 4532.2
278 | 3205 | 3090 | 5175.7 | 4548.1
279 | 3216.2 | 3100.8 | 5193.8 | 4564
280 | 3227.4 | 3111.6 | 5211.9 | 4579.9
281 | 3238.6 | 3122.4 | 5230 | 4595.8
282 | 3249.8 | 3133.2 | 5248.1 | 4611.7
283 | 3261 | 3144 | 5266.2 | 4627.6
284 | 3272.2 | 3154.8 | 5284.3 | 4643.5
285 | 3283.4 | 3165.6 | 5302.4 | 4659.4
286 | 3294.6 | 3176.4 | 5320.5 | 4675.3
287 | 3305.8 | 3187.2 | 5338.6 | 4691.2
288 | 3317 | 3198 | 5356.7 | 4707.1
289 | 3328.2 | 3208.8 | 5374.8 | 4723
290 | 3339.4 | 3219.6 | 5392.9 | 4738.9
291 | 3350.6 | 3230.4 | 5411 | 4754.8
292 | 3361.8 | 3241.2 | 5429.1 | 4770.7
293 | 3373 | 3252 | 5447.2 | 4786.6
294 | 3384.2 | 3262.8 | 5465.3 | 4802.5
295 | 3395.4 | 3273.6 | 5483.4 | 4818.4
296 | 3406.6 | 3284.4 | 5501.5 | 4834.3
297 | 3417.8 | 3295.2 | 5519.6 | 4850.2
298 | 3429 | 3306 | 5537.7 | 4866.1
299 | 3440.2 | 3316.8 | 5555.8 | 4882
300 | 3451.4 | 3327.6 | 5573.9 | 4897.9

## con 2022-23 (hidden)
Conveyance charges-2022-23
As per Machinery
Lead in KM | Earth/Sand/Gravel | Metal | Bricks 1000Nos | stone
| Initial lead Rete | Initial lead Rete | Initial lead Rete | Add Loading & Unloading | Net Lead Charges
1 | 2 | 3 | 4 | 5 | 6
1 | 36 | 34.7 | 57.8 | 51
2 | 50.4 | 48.5 | 80.9 | 71.4
3 | 67.2 | 64.7 | 107.8 | 95.2
4 | 81.6 | 78.6 | 131 | 115.6
5 | 96 | 92.4 | 154.1 | 135.9
6 | 110.4 | 106.3 | 177.2 | 156.3
7 | 124.8 | 120.2 | 200.3 | 176.7
8 | 139.2 | 134.1 | 223.4 | 197.1
9 | 153.6 | 148 | 246.5 | 217.5
10 | 168 | 161.9 | 269.6 | 237.9
11 | 182.4 | 175.8 | 292.7 | 258.3
12 | 196.8 | 189.7 | 315.8 | 278.7
13 | 211.2 | 203.6 | 338.9 | 299.1
14 | 225.6 | 217.5 | 362 | 319.5
15 | 240 | 231.4 | 385.1 | 339.9
16 | 254.4 | 245.3 | 408.2 | 360.3
17 | 268.8 | 259.2 | 431.3 | 380.7
18 | 283.2 | 273.1 | 454.4 | 401.1
19 | 297.6 | 287 | 477.5 | 421.5
20 | 312 | 300.9 | 500.6 | 441.9
21 | 326.4 | 314.8 | 523.7 | 462.3
22 | 340.8 | 328.7 | 546.8 | 482.7
23 | 355.2 | 342.6 | 569.9 | 503.1
24 | 369.6 | 356.5 | 593 | 523.5
25 | 384 | 370.4 | 616.1 | 543.9
26 | 398.4 | 384.3 | 639.2 | 564.3
27 | 412.8 | 398.2 | 662.3 | 584.7
28 | 427.2 | 412.1 | 685.4 | 605.1
29 | 441.6 | 426 | 708.5 | 625.5
30 | 456 | 439.9 | 731.6 | 645.9
31 | 468 | 451.5 | 750.9 | 662.9
32 | 480 | 463.1 | 770.2 | 679.9
33 | 492 | 474.7 | 789.5 | 696.9
34 | 504 | 486.3 | 808.8 | 713.9
35 | 516 | 497.9 | 828.1 | 730.9
36 | 528 | 509.5 | 847.4 | 747.9
37 | 540 | 521.1 | 866.7 | 764.9
38 | 552 | 532.7 | 886 | 781.9
39 | 564 | 544.3 | 905.3 | 798.9
40 | 576 | 555.9 | 924.6 | 815.9
41 | 588 | 567.5 | 943.9 | 832.9
42 | 600 | 579.1 | 963.2 | 849.9
43 | 612 | 590.7 | 982.5 | 866.9
44 | 624 | 602.3 | 1001.8 | 883.9
45 | 636 | 613.9 | 1021.1 | 900.9
46 | 648 | 625.5 | 1040.4 | 917.9
47 | 660 | 637.1 | 1059.7 | 934.9
48 | 672 | 648.7 | 1079 | 951.9
49 | 684 | 660.3 | 1098.3 | 968.9
50 | 696 | 671.9 | 1117.6 | 985.9
51 | 708 | 683.5 | 1136.9 | 1002.9
52 | 720 | 695.1 | 1156.2 | 1019.9
53 | 732 | 706.7 | 1175.5 | 1036.9
54 | 744 | 718.3 | 1194.8 | 1053.9
55 | 756 | 729.9 | 1214.1 | 1070.9
56 | 768 | 741.5 | 1233.4 | 1087.9
57 | 780 | 753.1 | 1252.7 | 1104.9
58 | 792 | 764.7 | 1272 | 1121.9
59 | 804 | 776.3 | 1291.3 | 1138.9
60 | 816 | 787.9 | 1310.6 | 1155.9
61 | 828 | 799.5 | 1329.9 | 1172.9
62 | 840 | 811.1 | 1349.2 | 1189.9
63 | 852 | 822.7 | 1368.5 | 1206.9
64 | 864 | 834.3 | 1387.8 | 1223.9
65 | 876 | 845.9 | 1407.1 | 1240.9
66 | 888 | 857.5 | 1426.4 | 1257.9
67 | 900 | 869.1 | 1445.7 | 1274.9
68 | 912 | 880.7 | 1465 | 1291.9
69 | 924 | 892.3 | 1484.3 | 1308.9
70 | 936 | 903.9 | 1503.6 | 1325.9
71 | 948 | 915.5 | 1522.9 | 1342.9
72 | 960 | 927.1 | 1542.2 | 1359.9
73 | 972 | 938.7 | 1561.5 | 1376.9
74 | 984 | 950.3 | 1580.8 | 1393.9
75 | 996 | 961.9 | 1600.1 | 1410.9
76 | 1008 | 973.5 | 1619.4 | 1427.9
77 | 1020 | 985.1 | 1638.7 | 1444.9
78 | 1032 | 996.7 | 1658 | 1461.9
79 | 1044 | 1008.3 | 1677.3 | 1478.9
80 | 1056 | 1019.9 | 1696.6 | 1495.9
81 | 1068 | 1031.5 | 1715.9 | 1512.9
82 | 1080 | 1043.1 | 1735.2 | 1529.9
83 | 1092 | 1054.7 | 1754.5 | 1546.9
84 | 1104 | 1066.3 | 1773.8 | 1563.9
85 | 1116 | 1077.9 | 1793.1 | 1580.9
86 | 1128 | 1089.5 | 1812.4 | 1597.9
87 | 1140 | 1101.1 | 1831.7 | 1614.9
88 | 1152 | 1112.7 | 1851 | 1631.9
89 | 1164 | 1124.3 | 1870.3 | 1648.9
90 | 1176 | 1135.9 | 1889.6 | 1665.9
91 | 1188 | 1147.5 | 1908.9 | 1682.9
92 | 1200 | 1159.1 | 1928.2 | 1699.9
93 | 1212 | 1170.7 | 1947.5 | 1716.9
94 | 1224 | 1182.3 | 1966.8 | 1733.9
95 | 1236 | 1193.9 | 1986.1 | 1750.9
96 | 1248 | 1205.5 | 2005.4 | 1767.9
97 | 1260 | 1217.1 | 2024.7 | 1784.9
98 | 1272 | 1228.7 | 2044 | 1801.9
99 | 1284 | 1240.3 | 2063.3 | 1818.9
100 | 1296 | 1251.9 | 2082.6 | 1835.9
101 | 1308 | 1263.5 | 2101.9 | 1852.9
102 | 1320 | 1275.1 | 2121.2 | 1869.9
103 | 1332 | 1286.7 | 2140.5 | 1886.9
104 | 1344 | 1298.3 | 2159.8 | 1903.9
105 | 1356 | 1309.9 | 2179.1 | 1920.9
106 | 1368 | 1321.5 | 2198.4 | 1937.9
107 | 1380 | 1333.1 | 2217.7 | 1954.9
108 | 1392 | 1344.7 | 2237 | 1971.9
109 | 1404 | 1356.3 | 2256.3 | 1988.9
110 | 1416 | 1367.9 | 2275.6 | 2005.9
111 | 1428 | 1379.5 | 2294.9 | 2022.9
112 | 1440 | 1391.1 | 2314.2 | 2039.9
113 | 1452 | 1402.7 | 2333.5 | 2056.9
114 | 1464 | 1414.3 | 2352.8 | 2073.9
115 | 1476 | 1425.9 | 2372.1 | 2090.9
116 | 1488 | 1437.5 | 2391.4 | 2107.9
117 | 1500 | 1449.1 | 2410.7 | 2124.9
118 | 1512 | 1460.7 | 2430 | 2141.9
119 | 1524 | 1472.3 | 2449.3 | 2158.9
120 | 1536 | 1483.9 | 2468.6 | 2175.9
121 | 1548 | 1495.5 | 2487.9 | 2192.9
122 | 1560 | 1507.1 | 2507.2 | 2209.9
123 | 1572 | 1518.7 | 2526.5 | 2226.9
124 | 1584 | 1530.3 | 2545.8 | 2243.9
125 | 1596 | 1541.9 | 2565.1 | 2260.9
126 | 1608 | 1553.5 | 2584.4 | 2277.9
127 | 1620 | 1565.1 | 2603.7 | 2294.9
128 | 1632 | 1576.7 | 2623 | 2311.9
129 | 1644 | 1588.3 | 2642.3 | 2328.9
130 | 1656 | 1599.9 | 2661.6 | 2345.9
131 | 1668 | 1611.5 | 2680.9 | 2362.9
132 | 1680 | 1623.1 | 2700.2 | 2379.9
133 | 1692 | 1634.7 | 2719.5 | 2396.9
134 | 1704 | 1646.3 | 2738.8 | 2413.9
135 | 1716 | 1657.9 | 2758.1 | 2430.9
136 | 1728 | 1669.5 | 2777.4 | 2447.9
137 | 1740 | 1681.1 | 2796.7 | 2464.9
138 | 1752 | 1692.7 | 2816 | 2481.9
139 | 1764 | 1704.3 | 2835.3 | 2498.9
140 | 1776 | 1715.9 | 2854.6 | 2515.9
141 | 1788 | 1727.5 | 2873.9 | 2532.9
142 | 1800 | 1739.1 | 2893.2 | 2549.9
143 | 1812 | 1750.7 | 2912.5 | 2566.9
144 | 1824 | 1762.3 | 2931.8 | 2583.9
145 | 1836 | 1773.9 | 2951.1 | 2600.9
146 | 1848 | 1785.5 | 2970.4 | 2617.9
147 | 1860 | 1797.1 | 2989.7 | 2634.9
148 | 1872 | 1808.7 | 3009 | 2651.9
149 | 1884 | 1820.3 | 3028.3 | 2668.9
150 | 1896 | 1831.9 | 3047.6 | 2685.9
151 | 1908 | 1843.5 | 3066.9 | 2702.9
152 | 1920 | 1855.1 | 3086.2 | 2719.9
153 | 1932 | 1866.7 | 3105.5 | 2736.9
154 | 1944 | 1878.3 | 3124.8 | 2753.9
155 | 1956 | 1889.9 | 3144.1 | 2770.9
156 | 1968 | 1901.5 | 3163.4 | 2787.9
157 | 1980 | 1913.1 | 3182.7 | 2804.9
158 | 1992 | 1924.7 | 3202 | 2821.9
159 | 2004 | 1936.3 | 3221.3 | 2838.9
160 | 2016 | 1947.9 | 3240.6 | 2855.9
161 | 2028 | 1959.5 | 3259.9 | 2872.9
162 | 2040 | 1971.1 | 3279.2 | 2889.9
163 | 2052 | 1982.7 | 3298.5 | 2906.9
164 | 2064 | 1994.3 | 3317.8 | 2923.9
165 | 2076 | 2005.9 | 3337.1 | 2940.9
166 | 2088 | 2017.5 | 3356.4 | 2957.9
167 | 2100 | 2029.1 | 3375.7 | 2974.9
168 | 2112 | 2040.7 | 3395 | 2991.9
169 | 2124 | 2052.3 | 3414.3 | 3008.9
170 | 2136 | 2063.9 | 3433.6 | 3025.9
171 | 2148 | 2075.5 | 3452.9 | 3042.9
172 | 2160 | 2087.1 | 3472.2 | 3059.9
173 | 2172 | 2098.7 | 3491.5 | 3076.9
174 | 2184 | 2110.3 | 3510.8 | 3093.9
175 | 2196 | 2121.9 | 3530.1 | 3110.9
176 | 2208 | 2133.5 | 3549.4 | 3127.9
177 | 2220 | 2145.1 | 3568.7 | 3144.9
178 | 2232 | 2156.7 | 3588 | 3161.9
179 | 2244 | 2168.3 | 3607.3 | 3178.9
180 | 2256 | 2179.9 | 3626.6 | 3195.9
181 | 2268 | 2191.5 | 3645.9 | 3212.9
182 | 2280 | 2203.1 | 3665.2 | 3229.9
183 | 2292 | 2214.7 | 3684.5 | 3246.9
184 | 2304 | 2226.3 | 3703.8 | 3263.9
185 | 2316 | 2237.9 | 3723.1 | 3280.9
186 | 2328 | 2249.5 | 3742.4 | 3297.9
187 | 2340 | 2261.1 | 3761.7 | 3314.9
188 | 2352 | 2272.7 | 3781 | 3331.9
189 | 2364 | 2284.3 | 3800.3 | 3348.9
190 | 2376 | 2295.9 | 3819.6 | 3365.9
191 | 2388 | 2307.5 | 3838.9 | 3382.9
192 | 2400 | 2319.1 | 3858.2 | 3399.9
193 | 2412 | 2330.7 | 3877.5 | 3416.9
194 | 2424 | 2342.3 | 3896.8 | 3433.9
195 | 2436 | 2353.9 | 3916.1 | 3450.9
196 | 2448 | 2365.5 | 3935.4 | 3467.9
197 | 2460 | 2377.1 | 3954.7 | 3484.9
198 | 2472 | 2388.7 | 3974 | 3501.9
199 | 2484 | 2400.3 | 3993.3 | 3518.9
200 | 2496 | 2411.9 | 4012.6 | 3535.9
201 | 2508 | 2423.5 | 4031.9 | 3552.9
202 | 2520 | 2435.1 | 4051.2 | 3569.9
203 | 2532 | 2446.7 | 4070.5 | 3586.9
204 | 2544 | 2458.3 | 4089.8 | 3603.9
205 | 2556 | 2469.9 | 4109.1 | 3620.9
206 | 2568 | 2481.5 | 4128.4 | 3637.9
207 | 2580 | 2493.1 | 4147.7 | 3654.9
208 | 2592 | 2504.7 | 4167 | 3671.9
209 | 2604 | 2516.3 | 4186.3 | 3688.9
210 | 2616 | 2527.9 | 4205.6 | 3705.9
211 | 2628 | 2539.5 | 4224.9 | 3722.9
212 | 2640 | 2551.1 | 4244.2 | 3739.9
213 | 2652 | 2562.7 | 4263.5 | 3756.9
214 | 2664 | 2574.3 | 4282.8 | 3773.9
215 | 2676 | 2585.9 | 4302.1 | 3790.9
216 | 2688 | 2597.5 | 4321.4 | 3807.9
217 | 2700 | 2609.1 | 4340.7 | 3824.9
218 | 2712 | 2620.7 | 4360 | 3841.9
219 | 2724 | 2632.3 | 4379.3 | 3858.9
220 | 2736 | 2643.9 | 4398.6 | 3875.9
221 | 2748 | 2655.5 | 4417.9 | 3892.9
222 | 2760 | 2667.1 | 4437.2 | 3909.9
223 | 2772 | 2678.7 | 4456.5 | 3926.9
224 | 2784 | 2690.3 | 4475.8 | 3943.9
225 | 2796 | 2701.9 | 4495.1 | 3960.9
226 | 2808 | 2713.5 | 4514.4 | 3977.9
227 | 2820 | 2725.1 | 4533.7 | 3994.9
228 | 2832 | 2736.7 | 4553 | 4011.9
229 | 2844 | 2748.3 | 4572.3 | 4028.9
230 | 2856 | 2759.9 | 4591.6 | 4045.9
231 | 2868 | 2771.5 | 4610.9 | 4062.9
232 | 2880 | 2783.1 | 4630.2 | 4079.9
233 | 2892 | 2794.7 | 4649.5 | 4096.9
234 | 2904 | 2806.3 | 4668.8 | 4113.9
235 | 2916 | 2817.9 | 4688.1 | 4130.9
236 | 2928 | 2829.5 | 4707.4 | 4147.9
237 | 2940 | 2841.1 | 4726.7 | 4164.9
238 | 2952 | 2852.7 | 4746 | 4181.9
239 | 2964 | 2864.3 | 4765.3 | 4198.9
240 | 2976 | 2875.9 | 4784.6 | 4215.9
241 | 2988 | 2887.5 | 4803.9 | 4232.9
242 | 3000 | 2899.1 | 4823.2 | 4249.9
243 | 3012 | 2910.7 | 4842.5 | 4266.9
244 | 3024 | 2922.3 | 4861.8 | 4283.9
245 | 3036 | 2933.9 | 4881.1 | 4300.9
246 | 3048 | 2945.5 | 4900.4 | 4317.9
247 | 3060 | 2957.1 | 4919.7 | 4334.9
248 | 3072 | 2968.7 | 4939 | 4351.9
249 | 3084 | 2980.3 | 4958.3 | 4368.9
250 | 3096 | 2991.9 | 4977.6 | 4385.9
251 | 3108 | 3003.5 | 4996.9 | 4402.9
252 | 3120 | 3015.1 | 5016.2 | 4419.9
253 | 3132 | 3026.7 | 5035.5 | 4436.9
254 | 3144 | 3038.3 | 5054.8 | 4453.9
255 | 3156 | 3049.9 | 5074.1 | 4470.9
256 | 3168 | 3061.5 | 5093.4 | 4487.9
257 | 3180 | 3073.1 | 5112.7 | 4504.9
258 | 3192 | 3084.7 | 5132 | 4521.9
259 | 3204 | 3096.3 | 5151.3 | 4538.9
260 | 3216 | 3107.9 | 5170.6 | 4555.9
261 | 3228 | 3119.5 | 5189.9 | 4572.9
262 | 3240 | 3131.1 | 5209.2 | 4589.9
263 | 3252 | 3142.7 | 5228.5 | 4606.9
264 | 3264 | 3154.3 | 5247.8 | 4623.9
265 | 3276 | 3165.9 | 5267.1 | 4640.9
266 | 3288 | 3177.5 | 5286.4 | 4657.9
267 | 3300 | 3189.1 | 5305.7 | 4674.9
268 | 3312 | 3200.7 | 5325 | 4691.9
269 | 3324 | 3212.3 | 5344.3 | 4708.9
270 | 3336 | 3223.9 | 5363.6 | 4725.9
271 | 3348 | 3235.5 | 5382.9 | 4742.9
272 | 3360 | 3247.1 | 5402.2 | 4759.9
273 | 3372 | 3258.7 | 5421.5 | 4776.9
274 | 3384 | 3270.3 | 5440.8 | 4793.9
275 | 3396 | 3281.9 | 5460.1 | 4810.9
276 | 3408 | 3293.5 | 5479.4 | 4827.9
277 | 3420 | 3305.1 | 5498.7 | 4844.9
278 | 3432 | 3316.7 | 5518 | 4861.9
279 | 3444 | 3328.3 | 5537.3 | 4878.9
280 | 3456 | 3339.9 | 5556.6 | 4895.9
281 | 3468 | 3351.5 | 5575.9 | 4912.9
282 | 3480 | 3363.1 | 5595.2 | 4929.9
283 | 3492 | 3374.7 | 5614.5 | 4946.9
284 | 3504 | 3386.3 | 5633.8 | 4963.9
285 | 3516 | 3397.9 | 5653.1 | 4980.9
286 | 3528 | 3409.5 | 5672.4 | 4997.9
287 | 3540 | 3421.1 | 5691.7 | 5014.9
288 | 3552 | 3432.7 | 5711 | 5031.9
289 | 3564 | 3444.3 | 5730.3 | 5048.9
290 | 3576 | 3455.9 | 5749.6 | 5065.9
291 | 3588 | 3467.5 | 5768.9 | 5082.9
292 | 3600 | 3479.1 | 5788.2 | 5099.9
293 | 3612 | 3490.7 | 5807.5 | 5116.9
294 | 3624 | 3502.3 | 5826.8 | 5133.9
295 | 3636 | 3513.9 | 5846.1 | 5150.9
296 | 3648 | 3525.5 | 5865.4 | 5167.9
297 | 3660 | 3537.1 | 5884.7 | 5184.9
298 | 3672 | 3548.7 | 5904 | 5201.9
299 | 3684 | 3560.3 | 5923.3 | 5218.9
300 | 3696 | 3571.9 | 5942.6 | 5235.9
301
302
303
304
305
306
307
308

## con 2022-23 (2) (hidden)
Conveyance charges-2022-23
As per Machinery
Lead in KM | Earth/Sand/Gravel | Metal | Bricks 1000Nos | stone
| Initial lead Rete | Initial lead Rete | Initial lead Rete | Add Loading & Unloading | Net Lead Charges
1 | 2 | 3 | 4 | 5 | 6
1 | 36 | 34.7 | 57.8 | 51
2 | 50.4 | 48.5 | 80.9 | 71.4
3 | 67.2 | 64.7 | 107.8 | 95.2
4 | 81.6 | 78.6 | 131 | 115.6
5 | 96 | 92.4 | 154.1 | 135.9
6 | 110.4 | 106.3 | 177.2 | 156.3
7 | 124.8 | 120.2 | 200.3 | 176.7
8 | 139.2 | 134.1 | 223.4 | 197.1
9 | 153.6 | 148 | 246.5 | 217.5
10 | 168 | 161.9 | 269.6 | 237.9
11 | 182.4 | 175.8 | 292.7 | 258.3
12 | 196.8 | 189.7 | 315.8 | 278.7
13 | 211.2 | 203.6 | 338.9 | 299.1
14 | 225.6 | 217.5 | 362 | 319.5
15 | 240 | 231.4 | 385.1 | 339.9
16 | 254.4 | 245.3 | 408.2 | 360.3
17 | 268.8 | 259.2 | 431.3 | 380.7
18 | 283.2 | 273.1 | 454.4 | 401.1
19 | 297.6 | 287 | 477.5 | 421.5
20 | 312 | 300.9 | 500.6 | 441.9
21 | 326.4 | 314.8 | 523.7 | 462.3
22 | 340.8 | 328.7 | 546.8 | 482.7
23 | 355.2 | 342.6 | 569.9 | 503.1
24 | 369.6 | 356.5 | 593 | 523.5
25 | 384 | 370.4 | 616.1 | 543.9
26 | 398.4 | 384.3 | 639.2 | 564.3
27 | 412.8 | 398.2 | 662.3 | 584.7
28 | 427.2 | 412.1 | 685.4 | 605.1
29 | 441.6 | 426 | 708.5 | 625.5
30 | 456 | 439.9 | 731.6 | 645.9
31 | 468 | 451.5 | 750.9 | 662.9
32 | 480 | 463.1 | 770.2 | 679.9
33 | 492 | 474.7 | 789.5 | 696.9
34 | 504 | 486.3 | 808.8 | 713.9
35 | 516 | 497.9 | 828.1 | 730.9
36 | 528 | 509.5 | 847.4 | 747.9
37 | 540 | 521.1 | 866.7 | 764.9
38 | 552 | 532.7 | 886 | 781.9
39 | 564 | 544.3 | 905.3 | 798.9
40 | 576 | 555.9 | 924.6 | 815.9
41 | 588 | 567.5 | 943.9 | 832.9
42 | 600 | 579.1 | 963.2 | 849.9
43 | 612 | 590.7 | 982.5 | 866.9
44 | 624 | 602.3 | 1001.8 | 883.9
45 | 636 | 613.9 | 1021.1 | 900.9
46 | 648 | 625.5 | 1040.4 | 917.9
47 | 660 | 637.1 | 1059.7 | 934.9
48 | 672 | 648.7 | 1079 | 951.9
49 | 684 | 660.3 | 1098.3 | 968.9
50 | 696 | 671.9 | 1117.6 | 985.9
51 | 708 | 683.5 | 1136.9 | 1002.9
52 | 720 | 695.1 | 1156.2 | 1019.9
53 | 732 | 706.7 | 1175.5 | 1036.9
54 | 744 | 718.3 | 1194.8 | 1053.9
55 | 756 | 729.9 | 1214.1 | 1070.9
56 | 768 | 741.5 | 1233.4 | 1087.9
57 | 780 | 753.1 | 1252.7 | 1104.9
58 | 792 | 764.7 | 1272 | 1121.9
59 | 804 | 776.3 | 1291.3 | 1138.9
60 | 816 | 787.9 | 1310.6 | 1155.9
61 | 828 | 799.5 | 1329.9 | 1172.9
62 | 840 | 811.1 | 1349.2 | 1189.9
63 | 852 | 822.7 | 1368.5 | 1206.9
64 | 864 | 834.3 | 1387.8 | 1223.9
65 | 876 | 845.9 | 1407.1 | 1240.9
66 | 888 | 857.5 | 1426.4 | 1257.9
67 | 900 | 869.1 | 1445.7 | 1274.9
68 | 912 | 880.7 | 1465 | 1291.9
69 | 924 | 892.3 | 1484.3 | 1308.9
70 | 936 | 903.9 | 1503.6 | 1325.9
71 | 948 | 915.5 | 1522.9 | 1342.9
72 | 960 | 927.1 | 1542.2 | 1359.9
73 | 972 | 938.7 | 1561.5 | 1376.9
74 | 984 | 950.3 | 1580.8 | 1393.9
75 | 996 | 961.9 | 1600.1 | 1410.9
76 | 1008 | 973.5 | 1619.4 | 1427.9
77 | 1020 | 985.1 | 1638.7 | 1444.9
78 | 1032 | 996.7 | 1658 | 1461.9
79 | 1044 | 1008.3 | 1677.3 | 1478.9
80 | 1056 | 1019.9 | 1696.6 | 1495.9
81 | 1068 | 1031.5 | 1715.9 | 1512.9
82 | 1080 | 1043.1 | 1735.2 | 1529.9
83 | 1092 | 1054.7 | 1754.5 | 1546.9
84 | 1104 | 1066.3 | 1773.8 | 1563.9
85 | 1116 | 1077.9 | 1793.1 | 1580.9
86 | 1128 | 1089.5 | 1812.4 | 1597.9
87 | 1140 | 1101.1 | 1831.7 | 1614.9
88 | 1152 | 1112.7 | 1851 | 1631.9
89 | 1164 | 1124.3 | 1870.3 | 1648.9
90 | 1176 | 1135.9 | 1889.6 | 1665.9
91 | 1188 | 1147.5 | 1908.9 | 1682.9
92 | 1200 | 1159.1 | 1928.2 | 1699.9
93 | 1212 | 1170.7 | 1947.5 | 1716.9
94 | 1224 | 1182.3 | 1966.8 | 1733.9
95 | 1236 | 1193.9 | 1986.1 | 1750.9
96 | 1248 | 1205.5 | 2005.4 | 1767.9
97 | 1260 | 1217.1 | 2024.7 | 1784.9
98 | 1272 | 1228.7 | 2044 | 1801.9
99 | 1284 | 1240.3 | 2063.3 | 1818.9
100 | 1296 | 1251.9 | 2082.6 | 1835.9
101 | 1308 | 1263.5 | 2101.9 | 1852.9
102 | 1320 | 1275.1 | 2121.2 | 1869.9
103 | 1332 | 1286.7 | 2140.5 | 1886.9
104 | 1344 | 1298.3 | 2159.8 | 1903.9
105 | 1356 | 1309.9 | 2179.1 | 1920.9
106 | 1368 | 1321.5 | 2198.4 | 1937.9
107 | 1380 | 1333.1 | 2217.7 | 1954.9
108 | 1392 | 1344.7 | 2237 | 1971.9
109 | 1404 | 1356.3 | 2256.3 | 1988.9
110 | 1416 | 1367.9 | 2275.6 | 2005.9
111 | 1428 | 1379.5 | 2294.9 | 2022.9
112 | 1440 | 1391.1 | 2314.2 | 2039.9
113 | 1452 | 1402.7 | 2333.5 | 2056.9
114 | 1464 | 1414.3 | 2352.8 | 2073.9
115 | 1476 | 1425.9 | 2372.1 | 2090.9
116 | 1488 | 1437.5 | 2391.4 | 2107.9
117 | 1500 | 1449.1 | 2410.7 | 2124.9
118 | 1512 | 1460.7 | 2430 | 2141.9
119 | 1524 | 1472.3 | 2449.3 | 2158.9
120 | 1536 | 1483.9 | 2468.6 | 2175.9
121 | 1548 | 1495.5 | 2487.9 | 2192.9
122 | 1560 | 1507.1 | 2507.2 | 2209.9
123 | 1572 | 1518.7 | 2526.5 | 2226.9
124 | 1584 | 1530.3 | 2545.8 | 2243.9
125 | 1596 | 1541.9 | 2565.1 | 2260.9
126 | 1608 | 1553.5 | 2584.4 | 2277.9
127 | 1620 | 1565.1 | 2603.7 | 2294.9
128 | 1632 | 1576.7 | 2623 | 2311.9
129 | 1644 | 1588.3 | 2642.3 | 2328.9
130 | 1656 | 1599.9 | 2661.6 | 2345.9
131 | 1668 | 1611.5 | 2680.9 | 2362.9
132 | 1680 | 1623.1 | 2700.2 | 2379.9
133 | 1692 | 1634.7 | 2719.5 | 2396.9
134 | 1704 | 1646.3 | 2738.8 | 2413.9
135 | 1716 | 1657.9 | 2758.1 | 2430.9
136 | 1728 | 1669.5 | 2777.4 | 2447.9
137 | 1740 | 1681.1 | 2796.7 | 2464.9
138 | 1752 | 1692.7 | 2816 | 2481.9
139 | 1764 | 1704.3 | 2835.3 | 2498.9
140 | 1776 | 1715.9 | 2854.6 | 2515.9
141 | 1788 | 1727.5 | 2873.9 | 2532.9
142 | 1800 | 1739.1 | 2893.2 | 2549.9
143 | 1812 | 1750.7 | 2912.5 | 2566.9
144 | 1824 | 1762.3 | 2931.8 | 2583.9
145 | 1836 | 1773.9 | 2951.1 | 2600.9
146 | 1848 | 1785.5 | 2970.4 | 2617.9
147 | 1860 | 1797.1 | 2989.7 | 2634.9
148 | 1872 | 1808.7 | 3009 | 2651.9
149 | 1884 | 1820.3 | 3028.3 | 2668.9
150 | 1896 | 1831.9 | 3047.6 | 2685.9
151 | 1908 | 1843.5 | 3066.9 | 2702.9
152 | 1920 | 1855.1 | 3086.2 | 2719.9
153 | 1932 | 1866.7 | 3105.5 | 2736.9
154 | 1944 | 1878.3 | 3124.8 | 2753.9
155 | 1956 | 1889.9 | 3144.1 | 2770.9
156 | 1968 | 1901.5 | 3163.4 | 2787.9
157 | 1980 | 1913.1 | 3182.7 | 2804.9
158 | 1992 | 1924.7 | 3202 | 2821.9
159 | 2004 | 1936.3 | 3221.3 | 2838.9
160 | 2016 | 1947.9 | 3240.6 | 2855.9
161 | 2028 | 1959.5 | 3259.9 | 2872.9
162 | 2040 | 1971.1 | 3279.2 | 2889.9
163 | 2052 | 1982.7 | 3298.5 | 2906.9
164 | 2064 | 1994.3 | 3317.8 | 2923.9
165 | 2076 | 2005.9 | 3337.1 | 2940.9
166 | 2088 | 2017.5 | 3356.4 | 2957.9
167 | 2100 | 2029.1 | 3375.7 | 2974.9
168 | 2112 | 2040.7 | 3395 | 2991.9
169 | 2124 | 2052.3 | 3414.3 | 3008.9
170 | 2136 | 2063.9 | 3433.6 | 3025.9
171 | 2148 | 2075.5 | 3452.9 | 3042.9
172 | 2160 | 2087.1 | 3472.2 | 3059.9
173 | 2172 | 2098.7 | 3491.5 | 3076.9
174 | 2184 | 2110.3 | 3510.8 | 3093.9
175 | 2196 | 2121.9 | 3530.1 | 3110.9
176 | 2208 | 2133.5 | 3549.4 | 3127.9
177 | 2220 | 2145.1 | 3568.7 | 3144.9
178 | 2232 | 2156.7 | 3588 | 3161.9
179 | 2244 | 2168.3 | 3607.3 | 3178.9
180 | 2256 | 2179.9 | 3626.6 | 3195.9
181 | 2268 | 2191.5 | 3645.9 | 3212.9
182 | 2280 | 2203.1 | 3665.2 | 3229.9
183 | 2292 | 2214.7 | 3684.5 | 3246.9
184 | 2304 | 2226.3 | 3703.8 | 3263.9
185 | 2316 | 2237.9 | 3723.1 | 3280.9
186 | 2328 | 2249.5 | 3742.4 | 3297.9
187 | 2340 | 2261.1 | 3761.7 | 3314.9
188 | 2352 | 2272.7 | 3781 | 3331.9
189 | 2364 | 2284.3 | 3800.3 | 3348.9
190 | 2376 | 2295.9 | 3819.6 | 3365.9
191 | 2388 | 2307.5 | 3838.9 | 3382.9
192 | 2400 | 2319.1 | 3858.2 | 3399.9
193 | 2412 | 2330.7 | 3877.5 | 3416.9
194 | 2424 | 2342.3 | 3896.8 | 3433.9
195 | 2436 | 2353.9 | 3916.1 | 3450.9
196 | 2448 | 2365.5 | 3935.4 | 3467.9
197 | 2460 | 2377.1 | 3954.7 | 3484.9
198 | 2472 | 2388.7 | 3974 | 3501.9
199 | 2484 | 2400.3 | 3993.3 | 3518.9
200 | 2496 | 2411.9 | 4012.6 | 3535.9
201 | 2508 | 2423.5 | 4031.9 | 3552.9
202 | 2520 | 2435.1 | 4051.2 | 3569.9
203 | 2532 | 2446.7 | 4070.5 | 3586.9
204 | 2544 | 2458.3 | 4089.8 | 3603.9
205 | 2556 | 2469.9 | 4109.1 | 3620.9
206 | 2568 | 2481.5 | 4128.4 | 3637.9
207 | 2580 | 2493.1 | 4147.7 | 3654.9
208 | 2592 | 2504.7 | 4167 | 3671.9
209 | 2604 | 2516.3 | 4186.3 | 3688.9
210 | 2616 | 2527.9 | 4205.6 | 3705.9
211 | 2628 | 2539.5 | 4224.9 | 3722.9
212 | 2640 | 2551.1 | 4244.2 | 3739.9
213 | 2652 | 2562.7 | 4263.5 | 3756.9
214 | 2664 | 2574.3 | 4282.8 | 3773.9
215 | 2676 | 2585.9 | 4302.1 | 3790.9
216 | 2688 | 2597.5 | 4321.4 | 3807.9
217 | 2700 | 2609.1 | 4340.7 | 3824.9
218 | 2712 | 2620.7 | 4360 | 3841.9
219 | 2724 | 2632.3 | 4379.3 | 3858.9
220 | 2736 | 2643.9 | 4398.6 | 3875.9
221 | 2748 | 2655.5 | 4417.9 | 3892.9
222 | 2760 | 2667.1 | 4437.2 | 3909.9
223 | 2772 | 2678.7 | 4456.5 | 3926.9
224 | 2784 | 2690.3 | 4475.8 | 3943.9
225 | 2796 | 2701.9 | 4495.1 | 3960.9
226 | 2808 | 2713.5 | 4514.4 | 3977.9
227 | 2820 | 2725.1 | 4533.7 | 3994.9
228 | 2832 | 2736.7 | 4553 | 4011.9
229 | 2844 | 2748.3 | 4572.3 | 4028.9
230 | 2856 | 2759.9 | 4591.6 | 4045.9
231 | 2868 | 2771.5 | 4610.9 | 4062.9
232 | 2880 | 2783.1 | 4630.2 | 4079.9
233 | 2892 | 2794.7 | 4649.5 | 4096.9
234 | 2904 | 2806.3 | 4668.8 | 4113.9
235 | 2916 | 2817.9 | 4688.1 | 4130.9
236 | 2928 | 2829.5 | 4707.4 | 4147.9
237 | 2940 | 2841.1 | 4726.7 | 4164.9
238 | 2952 | 2852.7 | 4746 | 4181.9
239 | 2964 | 2864.3 | 4765.3 | 4198.9
240 | 2976 | 2875.9 | 4784.6 | 4215.9
241 | 2988 | 2887.5 | 4803.9 | 4232.9
242 | 3000 | 2899.1 | 4823.2 | 4249.9
243 | 3012 | 2910.7 | 4842.5 | 4266.9
244 | 3024 | 2922.3 | 4861.8 | 4283.9
245 | 3036 | 2933.9 | 4881.1 | 4300.9
246 | 3048 | 2945.5 | 4900.4 | 4317.9
247 | 3060 | 2957.1 | 4919.7 | 4334.9
248 | 3072 | 2968.7 | 4939 | 4351.9
249 | 3084 | 2980.3 | 4958.3 | 4368.9
250 | 3096 | 2991.9 | 4977.6 | 4385.9
251 | 3108 | 3003.5 | 4996.9 | 4402.9
252 | 3120 | 3015.1 | 5016.2 | 4419.9
253 | 3132 | 3026.7 | 5035.5 | 4436.9
254 | 3144 | 3038.3 | 5054.8 | 4453.9
255 | 3156 | 3049.9 | 5074.1 | 4470.9
256 | 3168 | 3061.5 | 5093.4 | 4487.9
257 | 3180 | 3073.1 | 5112.7 | 4504.9
258 | 3192 | 3084.7 | 5132 | 4521.9
259 | 3204 | 3096.3 | 5151.3 | 4538.9
260 | 3216 | 3107.9 | 5170.6 | 4555.9
261 | 3228 | 3119.5 | 5189.9 | 4572.9
262 | 3240 | 3131.1 | 5209.2 | 4589.9
263 | 3252 | 3142.7 | 5228.5 | 4606.9
264 | 3264 | 3154.3 | 5247.8 | 4623.9
265 | 3276 | 3165.9 | 5267.1 | 4640.9
266 | 3288 | 3177.5 | 5286.4 | 4657.9
267 | 3300 | 3189.1 | 5305.7 | 4674.9
268 | 3312 | 3200.7 | 5325 | 4691.9
269 | 3324 | 3212.3 | 5344.3 | 4708.9
270 | 3336 | 3223.9 | 5363.6 | 4725.9
271 | 3348 | 3235.5 | 5382.9 | 4742.9
272 | 3360 | 3247.1 | 5402.2 | 4759.9
273 | 3372 | 3258.7 | 5421.5 | 4776.9
274 | 3384 | 3270.3 | 5440.8 | 4793.9
275 | 3396 | 3281.9 | 5460.1 | 4810.9
276 | 3408 | 3293.5 | 5479.4 | 4827.9
277 | 3420 | 3305.1 | 5498.7 | 4844.9
278 | 3432 | 3316.7 | 5518 | 4861.9
279 | 3444 | 3328.3 | 5537.3 | 4878.9
280 | 3456 | 3339.9 | 5556.6 | 4895.9
281 | 3468 | 3351.5 | 5575.9 | 4912.9
282 | 3480 | 3363.1 | 5595.2 | 4929.9
283 | 3492 | 3374.7 | 5614.5 | 4946.9
284 | 3504 | 3386.3 | 5633.8 | 4963.9
285 | 3516 | 3397.9 | 5653.1 | 4980.9
286 | 3528 | 3409.5 | 5672.4 | 4997.9
287 | 3540 | 3421.1 | 5691.7 | 5014.9
288 | 3552 | 3432.7 | 5711 | 5031.9
289 | 3564 | 3444.3 | 5730.3 | 5048.9
290 | 3576 | 3455.9 | 5749.6 | 5065.9
291 | 3588 | 3467.5 | 5768.9 | 5082.9
292 | 3600 | 3479.1 | 5788.2 | 5099.9
293 | 3612 | 3490.7 | 5807.5 | 5116.9
294 | 3624 | 3502.3 | 5826.8 | 5133.9
295 | 3636 | 3513.9 | 5846.1 | 5150.9
296 | 3648 | 3525.5 | 5865.4 | 5167.9
297 | 3660 | 3537.1 | 5884.7 | 5184.9
298 | 3672 | 3548.7 | 5904 | 5201.9
299 | 3684 | 3560.3 | 5923.3 | 5218.9
300 | 3696 | 3571.9 | 5942.6 | 5235.9
301
302
303
304
305
306
307
308