## COVER
fffffffffffffffffffffffffffffffffffffffffffffffffffffffffffffffffffffffffffffffffffffffffffffffffffffffffffffffffffffffffffffffffffffffffffffffffffffffffffffffffffffffffffffffffffffffffffffffffffffffffffffffffffffffffffffffffffffffffffffffffffffffffffffffffffffffffffffffffffffffffffffffffffffffffffffffffffffffffffffffffffffffffffffffffffffffffffffffffffffffffffffffffffffffffffffffffffffffffffffffffffffffffffffffffffffffffffffffffffff | fffffffffffffffffffffffffffffffffffffffffffffffffffffffffffffffffffffffffffffffffffffffffffffffffffffffffffffffffffffffffffffffffffffffffffffffffffffffffffffffffffffffffffffffffffffffffffffffffffffffffffffffffffffffffffffffffffffffffffffffffffffffffffffffffffffffffffffffffffffffffffffffffffffffffffffffffffffffffffffffffffffffffffffffffffffffffffffffffffffffffffffffffffffffffffffffffffffff |  |  |  | ffffffffffffffffffffffffffffffffffffffffffffffffffffffffffffffffffffffffffffffffffffffffffffffffffffffffffffffffffffffffffffffffffffffffffffffffffffffffffffffffffffffffffffffffffffffffffffffffffffffffffffffffffffffffffffffffffffffffffffffffffffffffffffffffffffffffffffffffffffffffffffffffffffffffffffffffffffffffffffffffffffffffffffffffffffffffffffffffffffffffffffffff
PANCHAYATI RAJ ENGINEERING DEPARTMENT
LINE ESTIMATE
|  | NAME OF THE WORK | : | Completion of incomplete Anganwadi building in Paletipalli village of P.C.Palli Mandal.
|  | ESTIMATE COST Rs | : | 15.00 Lakhs
|  | GRANT | : | PROPOSED UNDER ZPGF GRANT
|  | NAME OF THE MANDAL | : | P.C.PALLI
|  | NAME OF SUB.DIVISION. | : | KANIGIRI
|  | NAME OF THE DIVISION | : | KANDUKUR
|  | NAME OF CIRCLE | : | ONGOLE
|  | SCHOOL CODE | : | 805181
ffffffffffffffffffffffffffffffffffffffffffffffffffffffffffffffffffffffffffffffffffffffffffffffffffffffffffffffffffffffffffffffffffffffffffffffffffffffffffffffffffffffffffffffffffffffffffffffffffffffffffffffffffffffffffffffffffffffffffffffffffffffffffffffffffffffffffffffffffffffffffffffffffffffffffffffffffffffffffffffffffffffffffffffffffffffffffffffffffffffffffffffff
GOVERNMENT OF ANDHRA PRADESH

## SPE
SPECIFICATION REPORT
Specification Report to accompany the estimate for the work "
Completion of incomplete Anganwadi building in Paletipalli village of P.C.Palli Mandal.
|  |  | Estt. Rs. | 15.00 Lakhs
The above building has been proposed for Rs 15.00 lakhs under ZPGF Grant vide RC.No. P5/326 /2025 Dt 13.02.2025 of the Chief Executive Officer, Zilla Parishad, Prakasam District, Ongole . Hence the estimate is preapred with the following provisions.
1 | Dismantling Cement Concrete
1 | Dismantling Tiles
2 | Scraping Plaster Cement Mortar
1 | Earthwork in excavation for structures
2 | S&F 1200mm dia hume pipes
3 | S&F high polished granite stone for cupboards
3 | S&F Vitrified tiles stone for cupboards
1 | Plain Cement Concrete (1:4:8)
3 | Filling Basement with Selected earth in trenches
4 | RCC M-20 Grade for Column footings
5 | RCC M-20 Grade for Columns
6 | RCC M-20 Grade for plinth beam
2 | RCC M-20 Grade for Roof beams
3 | RCC M-20 Grade for Roof slab 125mm thick
4 | RCC M-20 Grade for Lintels
5 | RCC M-20 Grade for sunshades
6 | RCC M-20 Grade for Roof slab 100mm thick
6 | RR Masonary in CM (1:6) for basement
6 | Brick Masonary for Superstructure with CM (1:8) proportion
12 | Brick Masonary for Superstructure with CM (1:6) proportion
7 | Ceiling Plastering to Ceiling in CM (1:3) 12mm thick
8 | Plastering in CM (1:5) 12mm thick double coat
9 | Plastering in CM (1:5) 20mm thick single coat
2 | PCC M25 grade for flooring bed
3 | Flooring with pressed tiles
10 | Flooring with vitrified tiles of 1st quality
11 | Providing Skirting vitrified tiles to internal walls
6 | Flooring with Gronolithie Concrete Flooring
7 | Flooring with Granite Stones
8 | Providing Skirting to Granite Stones
5 | Flooring with Ceramic non skid tiles
6 | Providing skirting to internal walls
12 | Supply and fixing of Wood Polymer Composite(WPC)
10 | Painting with Poly Uritrine for doors
13 | Supply and fixing of upvc windows
9 | Supplying and fixing of Sal wood door of size 1.20 x 2.10 Mts
10 | Supplying and fixing of Sal wood door of size 0.75 x 2.10 Mts
11 | Supplying and fixing of Window of size 1.50 x 1.35 Mts
12 | Supplying and fixing of Window of size 0.90 x 1.35 Mts
7 | S&F of Teak wood windows shutters
8 | Painting with Wall putty
9 | Painting with Synthatic enamel paint
14 | Providing Electrification items fans and tube lights
4 | Driling with 165mm dia bore well including all accessories
18 | Supplying and fixing Gyp Board Suspended regular single layer false ceiling
8 | Providing and applying Wall putty
9 | Painting to new walls with 2 coats of acrylic Emulsion paint
10 | Painting to new walls with 2 coats of Plastic Emulsion paint
9 | Painting to doors with synthatic enamel paint
10 | Painting to doors with Poly-Urethane Water Proof Polish Glossy
9 | Providing doors and windows as per design
15 | Supplying, fitting & placing HYSD bar reinforcement
11 | Providing Mild Steel (MS) steel bars
25 | S& F 50 mm Nominal GI pipe Light Grade
26 | Hot dipped Galvanised Iron Chain linkmesh 8 gauge
11 | Cost of steel
11 | S&F of Sanitatin itmes like Water closet, Wash basin, Taps, Health Faucet
Necessary provisions are made for QC Charges at 0.5%, GST charges @ 18%, Seigneorage charges, are shown in the estimate
The estimate is prepared as per the current schedule of rates for the year 2024-25 and the work shall be executed as per APSS.
|  | Deputy Executive Engineer |  | Assistant Engineer
|  | PRI Sub Division |  | Mandal Praja parishad
|  | Kanigiri |  | P.C.Palli

## ESTIMATE
LINE ESTIMATE
Name of the work |  | Completion of incomplete Anganwadi building in Paletipalli village of P.C.Palli Mandal.
[8 empty] | Est.Rs. |  |  | 15.00 Lakhs
S.No | Description of Item | No |  |  | Measurements |  |  | Quantity |  | Rate | Per | Amount
[5 empty] | L | B | D
1 | 2 | 3 |  |  | 4 | 5 | 6 | 7 |  | 8 | 9 | 10
GROUND FLOOR
1 | Clearing light jungle including up-rooting and removing of Juliflora stumps.
| Site Clearence | 1 | x | 1 | 11 | 10 | 0 | 110 | Sqm
[8 empty] | 110 | Sqm
| Deduct Voids @ 40% | [6 empty] | -44 | Sqm
[9 empty] | Sqm | 6.06 | 1Sqm | 0
1 | Dismantling of existing structures comprising of cement concrete including T&P and scaffolding wherever necessary, sorting the dismantled material, disposal of unserviceable material and stacking the serviceable material with all lifts and lead of 1000 m as per Technical Specification Clause 202 MORD / MORTH | [12 empty] | 0
Flooring bed concrete
| Hall | 1 | x | 1 | 4.8 | 3.3 | 0.1 | 1.58 | Cum
| DPO room | 1 | x | 1 | 3.3 | 3.3 | 0.1 | 1.09 | Cum
| Tiolet | 1 | x | 1 | 3.3 | 1.8 | 0.1 | 0.59 | Cum
[9 empty] | Cum | 795.94 | 1Cum | 0
1 | Dismantling of existing structures like Flooring including disposal of unserviceable material and stacking the serviceable material with all lifts and lead of 1000 m as per Technical Specification Clause 202 MORD / MORTH | [12 empty] | 0
Flooring bed concrete
| Hall | 1 | x | 1 | 4.8 | 3.3 | 0.1 | 1.58 | Cum
| DPO room | 1 | x | 1 | 3.3 | 3.3 | 0.1 | 1.09 | Cum
| Tiolet | 1 | x | 1 | 3.3 | 1.8 | 0.1 | 0.59 | Cum
[9 empty] | Cum | 487.06 | 1Cum | 0
1 | Earthwork in excavation for structures as per drawing and technical specifications Clause 305.1 including setting out, construction of shoring and bracing, removal of stumps and other deleterious material and disposal upto a lead of 50 m, dressing of sides and bottom and backfilling in trenches with excavated suitable material as per Technical Specification 305 MORD / 304 MORTH | [12 empty] | 40165
| For Columns | 1 | x | 12 | 1.5 | 1.5 | 1.2 | 32.4 | Cum
| Long walls | 1 | x | 3 | 8.61 | 0.38 | 0.1 | 0.98 | Cum
| Short walls | 1 | x | 2 | 4.73 | 0.38 | 0.1 | 0.36 | Cum
| Verandah | 1 | x | 2 | 1.2 | 0.38 | 0.1 | 0.09 | Cum
[9 empty] | Cum | 246.07 | 1Cum | 0
1 | Plain Cement Concrete (1:4:8) proportion Nominal mix for foundations using 40mm size SS-5 metal including c/c of all materials & labour charges, machine mixing & laying concrete in foundations ramming etc complete for Bed Concrete (APSS No 402)
| For Columns | 1 | x | 12 | 1.5 | 1.5 | 0.15 |  | Cum
| Long walls | 1 | x | 3 | 8.61 | 0.38 | 0.1 |  | Cum
| Short walls | 1 | x | 2 | 4.73 | 0.38 | 0.1 |  | Cum
| Verandah | 1 | x | 2 | 1.2 | 0.38 | 0.1 |  | Cum
| Hall | 1 | x | 1 | 6.25 | 5 | 0.1 | 3.13 | Cum
| Store room + kitchen | 1 | x | 1 | 1.6 | 5 | 0.1 | 0.8 | Cum
| Verandah | 1 | x | 1 | 1.35 | 8.08 | 0.1 | 1.09 | Cum
| Steps | 1 | x | 1 | 1.15 | 1.2 | 0.1 | 0.14 | Cum
|  | 1 | x | 1 | 2.95 | 0.97 | 0.1 | 0.29 | Cum
[8 empty] | 5.45 | Cum | 5252.57 | 1Cum | 28627
4 | Plain Cement Concrete (1:5:10) proportion Nominal mix for foundations using 40mm size SS-5 metal including cost and conveyance of all materials and curing charges, labour charges, machine mixing and laying concrete in foundations ramming etc complete for Bed Concrete (APSS No 402)
| Al round the Building | 1 | x | 1 | 27.98 | 0.75 | 0.15 | 3.15 | Cum
| Deduction for Column's | 1 | x | 8 | 2.1 | 0.75 | 0.15 | -1.89 | Cum
Under plinth beam
| Short wall | 1 | x | 2 | 5.26 | 0.38 | 0.15 | 0.6 | Cum
| Deduct for Columns | 1 | x | 1 | 0.23 | 0.38 | 0.15 | -0.01 | Cum
for Flooring bed
| Hall | 1 | x | 1 | 5.48 | 8.05 | 0.1 | 4.41 | Cum
| duduct Plinth beam | 1 | x | 2 | 5.48 | 0.23 | 0.1 | -0.25 | Cum
[9 empty] | Cum | 4486.44 | 1Cum | 0
4 | Filling Basement with Selected earth by watering and ramming including all operational, incidental and including c/c of material and labour charges etc complete for finished item of the work (APSS No 309& 310) per 1 Cum
Qty.p.18 of M.B.No.134/A/ZP/20
|  | 1 | x | 1 | 7.41 | 9.08 | 0.9 | 60.55 | Cum
|  | 1 | x | 2 | 0.23 | 0.38 | 0.9 | -0.16 | Cum
[9 empty] | Cum | 440.28 | 1Cum | 0
4 | Filling Basement with Gravel by watering and ramming including all operational, incidental and including c/c of material and labour charges etc complete for finished item of the work (APSS No 309& 310) per 1 Cum
Qty.p.69 of M.B.No.103-A/2016-17
| Back side stair | 1 | x | 1 | 2.72 | 0.77 | 1.25 | 2.62 | Cum
| Front ramp | 1 | x | 1 | 3.16 | 1.27 | 0.435 | 1.75 | Cum
| Extra ramp | 1 | x | 1 | 0.77 | 1.27 | 0.5 | 0.49 | Cum
| Front verandah | 1 | x | 1 | 4.99 | 2.2 | 1.05 | 11.53 | Cum
| Stone, Platform | 1 | x | 1 | 2.89 | 1.17 | 0.9 | 3.04 | Cum
| Stone Ramp | 1 | x | 1 | 1.72 | 1.17 | 0.55 | 1.11 | Cum
[9 empty] | Cum | 461.28 | 1Cum | 0
2 | Filling with Sand in trenches, sides of foundations & basement by watering and ramming including all operational, incidental, labour charges, hire charges of T&P etc complete including cost and conveyance of material and labour charges etc complete for finished item of the work (APSS No 309& 310) per 1 Cum
|  |  | x | 1 | 6.25 | 5 | 0.95 | 0 | Cum
|  |  | x | 1 | 1.6 | 5 | 0.95 | 0 | Cum
|  |  | x | 1 | 1.35 | 8.08 | 0.95 | 0 | Cum
|  |  | x | 1 | 1.5 | 0.3 | 0.3 | 0 | Cum
| steps | 1 | x | 1 | 1.15 | 0.97 | 0.6 | 0.67 | Cum
| Ramp portion | 1 | x | 1 | 2.95 | 0.97 | 0.3 | 0.86 | Cum
[8 empty] | 1.53 | Cum | 150.05 | 1Cum | 230
4 | Filling in foundation with excavated soil as per drawing and technical specification Clause 305.3.9 MORD & 304 MORTH.
| For Columns | 1 | x | 12 | 1.5 | 1.5 | 1.2 | 32.4 | Cum
Deductions
| PCC (1:4:8) | 1 | x | 12 | 1.5 | 1.5 | 0.15 | -4.05 | Cum
| For Columns footings | 1 | x | 8 | 1.5 | 1.5 | 0.25 | -4.5 | Cum
|  | 1 | x | 4 | 1.2 | 1.2 | 0.25 | -1.44 | Cum
| Columns | 1 | x | 8 | 0.23 | 0.3 | 1.25 | -0.69 | Cum
|  | 1 | x | 4 | 0.23 | 0.23 | 1.25 | -0.26 | Cum
[9 empty] | Cum | 365.84 | 1Cum | 0
5 | Reinforced Cement Concrete M20 Nominal mix (Cement: Sand: Metal) corresponding Table 9 of IS 456 using 20mm size graded machine crushed hard granite metal from approved quarry including c/c of all materials like Cement, Sand, coarse aggregate, water etc to site, all marerials including labour charges such as machine mixing, laying concrete, curing etc complete but excluding cost of steel and its fabrication charges for finished item of work for column footings
| For Columns footings | 1 | x | 8 | 1.5 | 1.5 | 0.25 | 4.5 | Cum
|  | 1 | x | 4 | 1.2 | 1.2 | 0.25 | 1.44 | Cum
[9 empty] | Cum | 9863.95 | 1Cum | 0
6 | ~do~ for Pedastal concrete etc., complete
|  | 1 | x | 12 | 0.6 | 0.6 | 0.6 | 2.59 | Cum
[9 empty] | Cum | 10362.72 | 1Cum | 0
6 | ~do~ for Columns etc., complete
| Upto GL | 1 | x | 8 | 0.23 | 0.3 | 1.25 | 0.69 | Cum
|  | 1 | x | 4 | 0.23 | 0.3 | 1.25 | 0.35 | Cum
| GL to slab | 1 | x | 8 | 0.23 | 0.3 | 3.1 | 1.71 | Cum
[9 empty] | Cum | 12622.12 | 1Cum | 0
7 | ~do~ for Plinth beam etc., complete
|  | 1 | x | 2 | 5 | 0.23 | 0.3 | 0.69 | Cum
|  | 1 | x | 2 | 1.35 | 0.23 | 0.3 | 0.19 | Cum
|  | 1 | x | 2 | 5 | 0.23 | 0.3 | 0.69 | Cum
|  | 1 | x | 3 | 8.54 | 0.23 | 0.3 | 1.77 | Cum
[9 empty] | Cum | 12249.87 | 1Cum | 0
3 | Reinforced Cement Concrete M20 Nominal mix (Cement: Sand: Metal) corresponding Table 9 of IS 456 using 20mm size graded machine crushed hard granite metal from approved quarry including c/c of all materials like Cement, Sand, coarse aggregate, water etc to site, all marerials including labour charges such as machine mixing, laying concrete, curing etc complete but excluding cost of steel and its fabrication charges for finished item of work for Beams etc., complete
|  | 1 | x | 2 | 6.95 | 0.23 | 0.3 | 0.96 | Cum
|  | 1 | x | 2 | 6.95 | 0.23 | 0.3 | 0.96 | Cum
|  | 1 | x | 2 | 8.54 | 0.23 | 0.3 | 1.18 | Cum
|  | 1 | x | 1 | 8.54 | 0.15 | 0.3 | 0.38 | Cum
|  | 1 | x | 8 | 0.23 | 0.23 | 0.3 | -0.13 | Cum
[8 empty] | 3.35 | Cum | 11812.98 | 1Cum | 39573
12 | ~do~ for Waist slab 150mm thick etc., complete
| Landing slab | 1 | x | 1 | 3.18 | 1 | 0 | 3.18 | Sqm
| 1st flight | 1 | x | 1 | 3.5 | 1.2 | 0 | 4.2 | Sqm
| 2nd flight | 1 | x | 1 | 3.56 | 1.2 | 0 | 4.27 | Sqm
[9 empty] | Sqm | 1416.71 | 1Sqm | 0
4 | ~do~ for Roof slab 125mm thick etc., complete
| Roof slab | 1 | x | 1 | 9.35 | 7.4 | 0 | 69.19 | Sqm
[8 empty] | 69.19 | Sqm | 1433.73 | 1Sqm | 99200
13 | ~do~ for Roof slab 100mm thick etc., complete
Qty.p.37 of M.B.No.470/A/ZP/19
|  | 1 | x | 1 | 23.5 | 0.97 | 0 | 22.8 | Sqm
[9 empty] | Sqm | 1107.14 | 1Sqm | 0
11 | ~do~ for Roof slab 50mm thick etc., complete
Qty.p.23 of M.B.No.689/A/ZP/19
| 50 thick | 1 | x | 2 | 3.33 | 1.32 | 0 | 8.79 | Sqm
|  | 2 | x | 0.5 | 0.94 | 1.35 | 0 | 1.27 | Sqm
[9 empty] | Sqm | 624.56 | 1Sqm | 0
16 | ~do~ for Roof slab 25mm thick etc., complete
Qty.p.62 of M.B.No.471/A/ZP/19
| 50mm thick | 1 | x | 5 | 1.52 | 0.23 | 0 | 1.75 | Sqm
|  | 1 | x | 4 | 1.83 | 0.23 | 0 | 1.68 | Sqm
Qty.p.67 of M.B.No.471/A/ZP/19
| 50mm thick | 1 | x | 8 | 1.52 | 0.23 | 0 | 2.8 | Sqm
Qty.p.95 of M.B.No.471/A/ZP/19
| Ramp slope | 1 | x | 1 | 2.7 | 1.52 | 0 | 4.1 | Sqm
| For water tank | 1 | x | 1 | 1.4 | 1.4 | 0 | 1.96 | Sqm
[9 empty] | Sqm | 450.89 | 1Sqm | 0
5 | Reinforced Cement Concrete M20 Nominal mix (Cement: Sand: Metal) corresponding Table 9 of IS 456 using 20mm size graded machine crushed hard granite metal from approved quarry including c/c of all materials like Cement, Sand, coarse aggregate, water etc to site, all marerials including labour charges such as machine mixing, laying concrete, curing etc complete but excluding cost of steel and its fabrication charges for finished item of work for lintels etc., complete
|  | 1 | x | 1 | 1.5 | 0.23 | 0.15 | 0.05 | Cum
|  | 1 | x | 3 | 1.2 | 0.23 | 0.15 | 0.12 | Cum
|  | 1 | x | 5 | 1.8 | 0.23 | 0.15 | 0.31 | Cum
|  | 1 | x | 3 | 1.2 | 0.23 | 0.15 | 0.12 | Cum
[8 empty] | 0.6 | Cum | 12811.85 | 1Cum | 7687
6 | Reinforced Cement Concrete M20 Nominal mix (Cement: Sand: Metal) corresponding Table 9 of IS 456 using 20mm size graded machine crushed hard granite metal from approved quarry including c/c of all materials like Cement, Sand, coarse aggregate, water etc to site, all marerials including labour charges such as machine mixing, laying concrete, curing etc complete but excluding cost of steel and its fabrication charges for finished item of work for sunshades etc., complete
|  | 1 | x | 4 | 1.8 | 0 | 0 | 7.2 | Rm
|  | 1 | x | 2 | 1.2 | 0 | 0 | 2.4 | Rm
[8 empty] | 9.6 | Rm | 839.82 | 1Rm | 8062
7 | Providing impervious coat to exposed RCC Roof Slab surface with CM (1:3) 12mm thick with 1Kg of water proof compound per bag of Cement laid over roof when it is green including c/c of all materials and labour charges for mixing mortar, laying, rendering smooth and thread lining of wall & slab etc complete for finished item of work (APSS 901,903)
| Roof slab | 1 | x | 1 | 9.35 | 7.4 | 0 | 69.19 | Sqm
[8 empty] | 69.19 | Sqm | 376.15 | 1Sqm | 26026
14 | Providing impervious coat to exposed RCC Roof Slab surface with CM (1:3) 20mm thick with 1Kg of water proof compound per bag of Cement laid over roof when it is green including c/c of all materials and labour charges for mixing mortar, laying, rendering smooth and thread lining of wall & slab etc complete for finished item of work (APSS 901,903)
Qty.p. 27 of M.B.No.689/A/ZP/19
|  | 1 | x | 1 | 10.45 | 12 | 0 | 125.4 | Sqm
|  | 1 | x | 1 | 3.52 | 0.9 | 0 | 3.17 | Sqm
[9 empty] | Sqm | 428.88 | 1Sqm | 0
14 | Random Rubble mansonary in CM(1:6) including Cost and Conveyance of all materials and curing charges but excluding unskilled wages etc., complete for finished item of work
| Long walls | 1 | x | 2 | 12.77 | 0.45 | 1.2 | 13.79 | Cum
| Short walls | 1 | x | 2 | 7.85 | 0.45 | 1.2 | 8.48 | Cum
| Bathroom wall | 1 | x | 1 | 4 | 0.45 | 1.2 | 2.16 | Cum
| Side walls | 1 | x | 2 | 1.45 | 1.45 | 1.2 | 5.05 | Cum
| Deduct column C1 | 1 | x | 1 | 0.45 | 0.3 | 1.2 | -0.16 | Cum
| Deduct column C2 | 1 | x | 2 | 0.38 | 0.3 | 1.2 | -0.27 | Cum
| Deduct column C3 | 1 | x | 7 | 0.38 | 0.3 | 1.2 | -0.96 | Cum
[9 empty] | Cum | 4055.51 | 1Cum | 0
8 | Brick Masonary for Superstructure with CM (1:8) proportion using 2nd class traditional bricks of size 23X11X7 cms having minimum crushing strength of 40kg/cm2 including c/c of all materials like Cement, Sand, Bricks, water etc including labour charges such as mixing cement mortar, Scaffolding charges etc complete for finished item of work (APSS No 501 & 504)
| Long walls | 1 | x | 2 | 8.54 | 0.23 | 2.1 | 8.25 | Cum
| Short walls | 1 | x | 3 | 5 | 0.23 | 2.1 | 7.25 | Cum
Deduction
| Doors | 1 | x | 1 | 1.2 | 0.23 | 2.1 | -0.58 | Cum
| Windows | 1 | x | 5 | 1.5 | 0.23 | 1.35 | -2.33 | Cum
|  | 1 | x | 3 | 0.9 | 0.23 | 1.35 | -0.84 | Cum
| Long walls | 1 | x | 2 | 8.54 | 0.23 | 0.7 | 2.75 | Cum
| Short walls | 1 | x | 3 | 5 | 0.23 | 0.7 | 2.42 | Cum
| Cross walls | 1 | x | 2 | 1.6 | 0.115 | 3.1 | 1.14 | Cum
Deduction
| Lintels | 1 | x | 1 | 1.5 | 0.23 | 0.15 | -0.05 | Cum
|  | 1 | x | 3 | 1.2 | 0.23 | 0.15 | -0.12 | Cum
|  | 1 | x | 5 | 1.8 | 0.23 | 0.15 | -0.31 | Cum
|  | 1 | x | 3 | 1.2 | 0.23 | 0.15 | -0.12 | Cum
| Ventilators | 1 | x | 7 | 0.6 | 0.23 | 0.3 | -0.29 | Cum
| 1st step | 1 | x | 1 | 1.2 | 1.2 | 0.15 | 0.22 | Cum
| 2nd step | 1 | x | 1 | 1.2 | 0.9 | 0.15 | 0.16 | Cum
| 3rd step | 1 | x | 1 | 1.2 | 0.6 | 0.15 | 0.11 | Cum
| 4th step | 1 | x | 1 | 1.2 | 0.3 | 0.15 | 0.05 | Cum
| Verandah parapet wall | 1 | x | 1 | 8.45 | 0.115 | 0.7 | 0.68 | Cum
| Landing wall | 1 | x | 1 | 1.15 | 0.23 | 0.75 | 0.2 | Cum
| Ramp wall | 1 | x | 1 | 2.9 | 0.23 | 0.375 | 0.25 | Cum
| Verandah cross parapet wall | 1 | x | 2 | 1.5 | 0.115 | 0.7 | 0.24 | Cum
[8 empty] | 19.08 | Cum | 8224.67 | 1Cum | 156927
9 | Brick Masonary for Superstructure with CM (1:6) proportion using 2nd class traditional bricks of size 23X11X7 cms having minimum crushing strength of 40kg/cm2 including c/c of all materials like Cement, Sand, Bricks, water etc including labour charges such as mixing cement mortar, Scaffolding charges etc complete for finished item of work (APSS No 501 & 504)
| Long walls | 1 | x | 3 | 8.54 | 0.23 | 0.75 | 4.42 | Cum
| Short walls | 1 | x | 3 | 5 | 0.23 | 0.75 | 2.59 | Cum
| Cross walls | 1 | x | 2 | 1.35 | 0.23 | 0.75 | 0.47 | Cum
| Deduct columns | 1 | x | 8 | 0.23 | 0.3 | 0.75 | -0.41 | Cum
| Deduct columns | 1 | x | 4 | 0.23 | 0.3 | 0.75 | -0.21 | Cum
[9 empty] | Cum | 8282.18 | 1Cum | 0
18 | 11.5 cm wide Brick masonry for super-structure on ground floor in cm (1:3) using second class traditional size bricks including cost of all materials, seigniorage charges, labour and all operations for constructing half brick masonry, mixing cement mortar, curing etc., complete for finished item of work
Qty.p.46 of M.B.No.134/A/ZP/20
|  | 1 | x | 1 | 5.3 | 0 | 3.1 | 16.43 | Sqm
| Deduct doors | 1 | x | 1 | 0.38 | 0 | 3.1 | -1.18 | Sqm
[9 empty] | Sqm | 926.11 | 1Sqm | 0
18 | Masonry work in CM (1:8) prop with Flyash Cement solid blocks of size 290 x 150 x 140 mm for manufacturing of flyash solid blocks using flyash of 80 kgs, cement of 15 kgs. Gypsum of 5 kgs. and stone dust including cost and conveyance of all materials, labour charges, seiniorage charges, scaffolding and curing etc., cpomplete with a compresive streangth not lessthan 50 kg/sqm for walls for Superstructure Walls.
Qty.p.39 of M.B.No.689/A/ZP/19
|  | 1 | x | 1 | 1.02 | 0.115 | 0.83 | 0.1 | Cum
|  | 1 | x | 1 | 3.09 | 0.115 | 0.56 | 0.2 | Cum
|  | 1 | x | 1 | 0.79 | 0.115 | 0.64 | 0.06 | Cum
|  | 1 | x | 1 | 3.09 | 0.115 | 0.54 | 0.19 | Cum
[9 empty] | Cum | 6487.56 | 1Cum | 0
17 | RCM facia 5cm thick in CM (1:3) for drop walls, fins with rabbit wire mesh & nominal reinforcement as directed by Engineer-in-charge with dubara sponge finishing, including cost & conveyance of all materials to site, seigniorage charges, sales & other taxes on all materials, operational & incidental, cost and conveyance of cement, wire mesh, water to work site, centering, scaffolding and form work, lift charges etc., complete for finished items of work but excluding cost of steel & its fabrication charges, for finished item of work. (APSS No.403 & 903)
Qty.p.60 of M.B.No.470/A/ZP/19
|  | 1 | x | 1 | 24 | 0 | 0.15 | 3.6 | Sqm
[9 empty] | Sqm | 2479.09 | 1Sqm | 0
10 | Ceiling Plastering to Ceiling in CM (1:3) 12mm thick with dubara sponge finishing including c/c of all materials including labour charges such as mixing cement mortar and curing etc complete for finished item of work (APSS 901 & 903)
| Hall | 1 | x | 1 | 6.25 | 5 | 0 | 31.25 | Sqm
| Kitchen | 1 | x | 1 | 1.6 | 1.85 | 0 | 2.96 | Sqm
| Store room | 1 | x | 1 | 1.6 | 1.6 | 0 | 2.56 | Sqm
| Room | 1 | x | 1 | 1.6 | 1.32 | 0 | 2.11 | Sqm
| T.Beam | 1 | x | 2 | 5 | 0 | 0.3 | 3 | Sqm
| Verandah | 1 | x | 1 | 8.65 | 1.6 | 0 | 13.84 | Sqm
| Verandah beam | 4 | x | 2 | 1.35 | 0 | 0.3 | 3.24 | Sqm
| Front beam two sides | 1 | x | 2 | 8.65 | 0 | 0.3 | 5.19 | Sqm
| Slab projection back side | 1 | x | 1 | 9.25 | 0 | 0.3 | 2.78 | Sqm
| Two sides | 1 | x | 2 | 6.8 | 0 | 0.3 | 4.08 | Sqm
| Alround slab sides back side | 1 | x | 1 | 9.25 | 0 | 0.125 | 1.16 | Sqm
| Two sides | 1 | x | 2 | 6.8 | 0 | 0.125 | 1.7 | Sqm
| Sunshades | 1 | x | 2 | 1.2 | 0.6 | 0 | 1.44 | Sqm
|  | 1 | x | 4 | 1.8 | 0.6 | 0 | 4.32 | Sqm
[8 empty] | 79.63 | Sqm | 378.77 | 1Sqm | 30161
5 | Plastering in CM (1:5) 12mm thick single coat including c/c of all materials and labour charges such as mixing cement mortar etc and curing etc complete for finished item of work (APSS 901, 903 & 904)
| Inside room | 1 | x | 1 | 21.9 | 0 | 3.1 | 67.89 | Sqm
| Kitchen | 1 | x | 1 | 7 | 0 | 3.1 | 21.7 | Sqm
| Store room | 1 | x | 1 | 7 | 0 | 3.1 | 21.7 | Sqm
| Open room | 1 | x | 2 | 2.1 | 0 | 3.1 | 13.02 | Sqm
| Out side Veerandah steps top | 1 | x | 1 | 8.65 | 1.2 | 0 | 10.38 | Sqm
| Sides average | 2 | x | 2 | 0.35 | 0 | 0.15 | 0.21 | Sqm
| Verandah basement sides | 1 | x | 2 | 1.65 | 0 | 0.6 | 1.98 | Sqm
Deduction
| Door | 1 | x | 1 | 1.2 | 0 | 2.1 | -2.52 | Sqm
| Door | 1 | x | 3 | 0.75 | 0 | 2.1 | -4.73 | Sqm
| windows | 1 | x | 5 | 1.5 | 0 | 1.35 | -10.13 | Sqm
| windows | 1 | x | 3 | 0.9 | 0 | 1.35 | -3.65 | Sqm
| Ventilators | 1 | x | 14 | 0.6 | 0 | 0.3 | -2.52 | Sqm
[9 empty] | Sqm | 311.27 | 1Sqm | 0
6 | Plastering in CM (1:5) 20mm thick single coat including c/c of all materials including all operational, incidental and labour charges such as mixing cement mortar and curing etc complete for finished item of work (APSS 901, 903 & 904)
| Long walls | 1 | x | 2 | 8.65 | 0 | 3.9 | 67.47 | Sqm
| Short walls | 1 | x | 2 | 5.35 | 0 | 3.9 | 41.73 | Sqm
[9 empty] | Sqm | 325.66 | 1Sqm | 0
11 | Plastering to brick masonary wall with 12mm thick double coat in CM (1:5) 8 mm thick base coat and CM (1:3) of 4mm thick top coat with dubara sponge finish including c/c of all materials including all operational, incidental and labour charges such as mixing cement mortar and curing etc complete for finished item of work (APSS 901, 903 & 904)
| Hall | 1 | x | 1 | 22.5 | 0 | 3.1 | 69.75 | Sqm
| Kitchen | 1 | x | 1 | 6.9 | 0 | 3.1 | 21.39 | Sqm
| Store room | 1 | x | 1 | 6.4 | 0 | 3.1 | 19.84 | Sqm
| Room | 1 | x | 1 | 5.84 | 0 | 3.1 | 18.1 | Sqm
Deduction
| Doors | 1 | x | 1 | 1.2 | 0 | 2.1 | -2.52 | Sqm
|  | 2 | x | 3 | 0.9 | 0 | 2.1 | -11.34 | Sqm
| Windows | 1 | x | 5 | 1.5 | 0 | 1.35 | -10.13 | Sqm
|  | 1 | x | 3 | 0.9 | 0 | 1.35 | -3.65 | Sqm
| Ventilators | 1 | x | 7 | 0.6 | 0 | 0.3 | -1.26 | Sqm
[8 empty] | 100.18 | Sqm | 473.87 | 1Sqm | 47472
12 | Plastering to brick masonary wall with 20mm thick double coat in CM (1:6) 16 mm thick base coat and CM (1:4) of 4mm thick top coat with dubara sponge finish including c/c of all materials including all operational, incidental and labour charges such as mixing cement mortar and curing etc complete for finished item of work (APSS 901, 903 & 904)
| Front side | 1 | x | 1 | 8.6 | 0 | 3.55 | 30.53 | Sqm
| Back side | 1 | x | 1 | 8.6 | 0 | 4.15 | 35.69 | Sqm
| Two sides | 1 | x | 1 | 6.8 | 0 | 4.15 | 28.22 | Sqm
| For steps | 1 | x | 1 | 1.2 | 1.8 | 0 | 2.16 | Sqm
| Over landing | 1 | x | 1 | 1.2 | 1.15 | 0 | 1.38 | Sqm
| Sides of steps | 1 | x | 1 | 2.95 | 1.2 | 0 | 3.54 | Sqm
|  | 1 | x | 1 | 1.2 | 0 | 0.15 | 0.18 | Sqm
|  | 1 | x | 1 | 0.9 | 0 | 0.15 | 0.14 | Sqm
|  | 1 | x | 1 | 0.6 | 0 | 0.15 | 0.09 | Sqm
|  | 1 | x | 1 | 0.3 | 0 | 0.15 | 0.05 | Sqm
| Landing sides | 1 | x | 1 | 1.15 | 0 | 0.75 | 0.86 | Sqm
| For ramp wall | 1 | x | 1 | 2.95 | 0 | 0.375 | 1.11 | Sqm
| Verandah parapet wall | 1 | x | 2 | 8.45 | 0 | 0.7 | 11.83 | Sqm
|  | 2 | x | 2 | 1.5 | 0 | 0.7 | 4.2 | Sqm
[8 empty] | 119.98 | Sqm | 485.1 | 1Sqm | 58202
2 | Plain Cement Concrete M20 Nominal mix (Cement: Sand: Metal) corresponding Table 9 of IS 456 using 20mm size graded machine crushed hard granite metal from approved quarry including c/c of all materials like Cement, Sand, coarse aggregate, water etc to site, all marerials including labour charges such as machine mixing, laying concrete, curing etc complete but excluding cost of steel and its fabrication charges for finished item of work for Steps
| Examination room | 1 | x | 1 | 2.9 | 2.85 | 0.075 | 0.62 | Cum
| tiolet | 1 | x | 1 | 1.35 | 1.6 | 0.075 | 0.16 | Cum
|  | 1 | x | 1 | 1.35 | 0.95 | 0.075 | 0.1 | Cum
| Lab and store room | 1 | x | 1 | 2.25 | 2.85 | 0.075 | 0.48 | Cum
| Bed room | 1 | x | 1 | 2.72 | 2.85 | 0.075 | 0.58 | Cum
| Tiolet | 1 | x | 1 | 1.42 | 1.8 | 0.075 | 0.19 | Cum
|  | 1 | x | 1 | 1.42 | 1.05 | 0.075 | 0.11 | Cum
| Kitchen | 1 | x | 1 | 1.82 | 2.8 | 0.075 | 0.38 | Cum
| Clinic & Lobby | 1 | x | 1 | 6.78 | 2.96 | 0.075 | 1.51 | Cum
| Living room | 1 | x | 1 | 6.22 | 2.96 | 0.075 | 1.38 | Cum
| In verandah | 1 | x | 1 | 12 | 1.2 | 0.075 | 1.08 | Cum
|  | 1 | x | 1 | 6.1 | 1.2 | 0.075 | 0.55 | Cum
| Ramp portion | 1 | x | 1 | 2.55 | 1.2 | 0.075 | 0.23 | Cum
| At medicine center | 1 | x | 1 | 1.2 | 0.9 | 0.075 | 0.08 | Cum
[9 empty] | Cum | 6819.9 | 1Cum | 0
13 | Flooring with Porcelain Vitrified tiles stain free double charged of 1st quality and of size not less than 600X600X8mm thickness glossy finish premium colours, set over base coat of CM (1:8), 12mm thick over already laid CC bed / RCC Roof slab, including neat Cement slurry of honey like consistency spread @ 3.30 Kgs per Sqm & jointed with neat white Cement paste to full depth mixed with pigment of matching shade including c/c of all materials like Cement, Sand and Water and tiles etc complete including labour charges etc complete for finished item of work
| Hall | 1 | x | 1 | 6.25 | 5 | 0 | 31.25 | Sqm
| Kitchen | 1 | x | 1 | 1.6 | 1.85 | 0 | 2.96 | Sqm
| Store room | 1 | x | 1 | 1.6 | 1.6 | 0 | 2.56 | Sqm
| Room | 1 | x | 1 | 1.6 | 1.32 | 0 | 2.11 | Sqm
| Verandah | 1 | x | 1 | 8.45 | 1.35 | 0 | 11.41 | Sqm
| Deduction | 1 | x | 2 | 0.23 | 0.125 | 0 | -0.06 | Sqm
[8 empty] | 50.23 | Sqm | 1238.02 | 1Sqm | 62186
14 | Providing Skirting to internal walls to 15cm height / risers of steps with Porcelain Vitrified tiles length equal to flooring stones, set over base coat of CM (1:5) 12mm thick with Cement slurry of honey like consistency spread @ 3.30 Kgs per Sqm & jointed with white Cement paste mixed with pigment of matching shade to full depth, including c/c of materials like Cement, Sand and Water and tiles etc complete for finished item of work
| Hall alround | 1 | x | 1 | 22.5 | 0 | 0.1 | 2.25 | Sqm
| Kitchen alround | 1 | x | 1 | 6.9 | 0 | 0.1 | 0.69 | Sqm
| Store room | 1 | x | 1 | 6.4 | 0 | 0.1 | 0.64 | Sqm
| Room | 1 | x | 1 | 5.84 | 0 | 0.1 | 0.58 | Sqm
| Verandah | 1 | x | 2 | 8.45 | 0 | 0.1 | 1.69 | Sqm
| Two side walls | 1 | x | 2 | 1.5 | 0 | 0.1 | 0.3 | Sqm
Deduction
| Doors | 1 | x | 2 | 1.2 | 0 | 0.1 | -0.24 | Sqm
| Doors | 3 | x | 2 | 0.9 | 0 | 0.1 | -0.54 | Sqm
| Near steps | 1 | x | 1 | 1.2 | 0 | 0.1 | -0.12 | Sqm
[8 empty] | 5.25 | Sqm | 1233.15 | 1Sqm | 6474
7 | Flooring with high polished granite 16 to 18 mm mm thick slabs other than black set over base coat of cement mortar (1:8), 20 mm thick over CC bed already laid or RCC roof slab, including neat cement slurry of honey like consistency spread @ 3.3.kgs per sqm & jointed neatly with white cement paste mixed with pigment of matching shade to full depth, including cost of all materials like cement, sand water and tilesetc., complete, including seigniorage charges, labour charges for dressing of tilesetc., complete for finished item of work, but excluding the cost of conveyance of all materials
|  | 1 | x | 1 | 6.08 | 4.8 | 0 | 29.18 | Sqm |  |  |  |  | 12.16 | 9.6 | 0
|  | 1 | x | 1 | 1.8 | 1.65 | 0 | 2.97 | Sqm |  |  |  |  | 3.6 | 3.3 | 0
|  | 1 | x | 1 | 1.8 | 1.5 | 0 | 2.7 | Sqm |  |  |  |  | 3.6 | 3 | 0
|  | 1 | x | 1 | 1.8 | 1.2 | 0 | 2.16 | Sqm |  |  |  |  | 3.6 | 2.4 | 0
[9 empty] | Sqm | 3203.54 | 1Sqm | 0
8 | Providing skirting to internal walls to 15 cm height/risers of steps with 16-18 mm thick polished granite tiles length equal to flooring stones, set over base coat of CM (1:3) 12 mm thick with cement slurry of honey like consistency spread at the rate of 3.30 kgs per sqm and jointed with white cement paste mixed with pigment of matching shade to full depth, including cost of all materials like tiles, cement, sand and water etc., complete including seigniorage charges, etc., complete for finished item of work
|  | 1 | x | 1 | 21.76 | 0 | 0.1 | 2.18 | Sqm
|  | 1 | x | 1 | 6.9 | 0 | 0.1 | 0.69 | Sqm
|  | 1 | x | 1 | 6.6 | 0 | 0.1 | 0.66 | Sqm
|  | 1 | x | 2 | 6 | 0 | 0.1 | 1.2 | Sqm
[9 empty] | Sqm | 2970.99 | 1Sqm | 0
2 | S&F of high polished granite 16 to 18 mm mm thick slabs including cost and conveyance of all material and labour charges etc., complete for platform
| Examination room | 1 | x | 1 | 1.45 | 0.45 | 0 | 0.65 | Sqm
| Lab and store room | 1 | x | 1 | 1.75 | 0.45 | 0 | 0.79 | Sqm
| Deduct for working area | 1 | x | 1 | 0.55 | 0.35 | 0 | -0.19 | Sqm
| Kitchen | 1 | x | 1 | 2.8 | 0.45 | 0 | 1.26 | Sqm
| Deduction | 1 | x | 1 | 0.55 | 0.35 | 0 | -0.19 | Sqm
[9 empty] | Sqm | 2366.9152 | 10Sqm | 0
6 | Flooring with chequrred terrazzo tiles of 22 mm thick (medium shade) set over base coat of cement mortar (1:6) 12 mm thick over CC bed already laid or RCC roof slab, including near cement slurry of honey like consistency spread @ 3.3.kgs per sqm & jointed with neat cement to full depth mixed with pigment of matching shade including cost of all materials like cement, sand water and tiles etc., complete, including seigniorage charges, complete for finished item of work,
|  | 1 | x | 1 | 2.9 | 5.3 | 0 | 15.37 | Sqm
[9 empty] | Sqm | 748.41 | 1Sqm | 0
27 | Providing skirting to internal walls to 15 cm height/risers of steps with chequrred terrazzo tiles length equal to flooring stones, set over base coat of CM (1:5) 12 mm thick with cement slurry of honey like consistency spread at the rate of 3.30 kgs per sqm and jointed with white cement paste mixed with pigment of matching shade to full depth, including cost of all materials like tiles, cement, sand and water etc., complete including seigniorage charges, etc., complete for finished item of work,
Qty.p.14 of M.B.No.174/B/ZP/16
| Landing | 1 | x | 2 | 5.25 | 0 | 0.1 | 1.05 | Sqm
| Verandah | 1 | x | 1 | 9.87 | 0 | 0.1 | 0.99 | Sqm
| Entrance steps risers | 1 | x | 5 | 2.72 | 0 | 0.17 | 2.31 | Sqm
| Godown steps risers | 1 | x | 5 | 2.5 | 0 | 0.17 | 2.13 | Sqm
| Staircase steps | 1 | x | 22 | 1.28 | 0 | 0.15 | 4.22 | Sqm
| Waiting room | 1 | x | 1 | 10.53 | 0 | 0.1 | 1.05 | Sqm
[9 empty] | Sqm | 772.27 | 1Sqm | 0
5 | Flooring with Ceramic non skid tiles of not less than 7-8mm thick 1st quality laid over floor bed / VRCC slab set over base coat of CM (1:8), 12mm thick and neat grey Cement slurry of honey like consistency spread @ 3.30 Kgs per Sqm & jointed with neat white Cement paste to full depth mixed with pigment of matching shade including c/c of all materials to site including cost of mixing of mortar and watering and levelling to proper slope and curing including all labour charges etc for finished item of work
| Tiolet | 1 | x | 1 | 3.3 | 1.8 | 0 | 5.94 | Sqm
[9 empty] | Sqm | 849.02 | 1Sqm | 0
6 | Providing Daddooing to walls with 5 to 7mm thick Glazed Ceramic wall tiles of 1st quality of 6mm thick set over base coat of CM (1:3) 12mm thick with Cement slurry of honey like consistency spread @ 3.30 Kgs per Sqm & jointed with neat white Cement paste to full depth mixed with pigment of matching shade including c/c of all materials to site, cost of all materials like tiles, Cement, sand and water etc complete for finished item of work
|  | 1 | x | 2 | 3.3 | 0 | 1.8 | 11.88 | Sqm
|  | 1 | x | 2 | 1.8 | 0 | 1.8 | 6.48 | Sqm
| Deduct door | 1 | x | 1 | 1 | 0 | 2.1 | -2.1 | Sqm
[9 empty] | Sqm | 499.42 | 1Sqm | 0
3 | Flooring with pressed clay flooring tiles, set over base coat of cement mortar (1:8) 12 mm thick over CC bed already laid or RCC roof slab, including neat cement slurry of honey like consistency spread @ 3.3.kgs per sqm & jointed neatly with cement mixed with pigment of matching shade to full depth, including cost of all materials like cement, sand water and tiles etc., complete, for finished item of work,
| c | 1 | x | 1 | 16.775 | 0.9 | 0 | 15.1 | Sqm
|  | 1 | x | 2 | 5.075 | 0.9 | 0 | 9.14 | Sqm
[9 empty] | Sqm | 1381.57 | 1Sqm | 0
7 | Gronolithie Concrete Flooring 20 mm thick with (1:1:2), using 6mm to 12 mm size hard granite machine crushed metal laid over CC bed already laid or RCC roof slab, in alternate panels of size not exceeding 1.50 m x 1.50 m and finishing the top surface to required smoothness and slopes and thread lining including cost of all materials like cement, metal, sand and water etc., complete, including seigniorage charges, etc., complete for finished item of work, but excluding the cost of conveyance of all materials
| Building east side | 1 | x | 1 | 6.5 | 1 | 0 | 6.5 | Sqm
| west side | 1 | x | 1 | 6.95 | 1 | 0 | 6.95 | Sqm
| north side | 1 | x | 1 | 10.7 | 5.3 | 0 | 56.71 | Sqm
[9 empty] | Sqm | 370.89 | 1Sqm | 0
26 | White washing one coat with whiting of approved quality to give an even shade after thoroughly brushing the surface to remove all dirt and remains of loose powdered materials including cost of all materials, labour charges and incidental such as scaffolding, lift charges etc., complete for finished item of wor
Qty.p.17 of M.B.No.471/A/ZP/19
| Hall | 1 | x | 1 | 8.5 | 4.95 | 0 | 42.08 | Sqm
| Front projection | 1 | x | 1 | 5.5 | 2.4 | 0 | 13.2 | Sqm
| Room-1 | 1 | x | 1 | 3.15 | 2.85 | 0 | 8.98 | Sqm
| Room-2 | 1 | x | 1 | 3.15 | 2.75 | 0 | 8.66 | Sqm
| Godown | 1 | x | 1 | 8.35 | 3.35 | 0 | 27.97 | Sqm
| Bottom of sunshades in Hall | 1 | x | 1 | 2.5 | 0.5 | 0 | 1.25 | Sqm
|  | 1 | x | 1 | 2.5 | 0.5 | 0 | 1.25 | Sqm
|  | 1 | x | 1 | 2.5 | 0.5 | 0 | 1.25 | Sqm
| Room-1 | 1 | x | 1 | 2.5 | 0.5 | 0 | 1.25 | Sqm
| Room-2 | 1 | x | 1 | 2.5 | 0.5 | 0 | 1.25 | Sqm
| Bottom of slab projection | 1 | x | 1 | 8.9 | 0.9 | 0 | 8.01 | Sqm
| Bottom of first flight | 1 | x | 1 | 2.9 | 1.3 | 0 | 3.77 | Sqm
| 2nd flight | 1 | x | 1 | 2.9 | 1.3 | 0 | 3.77 | Sqm
Qty.p.21 of M.B.No.471/A/ZP/19
| Hall alround | 1 | x | 1 | 27.04 | 0 | 3.2 | 86.53 | Sqm
| Room-1 | 1 | x | 1 | 12.18 | 0 | 3.2 | 38.98 | Sqm
| Room-2 | 1 | x | 1 | 12.1 | 0 | 3.2 | 38.72 | Sqm
| Godown 3 sides | 1 | x | 1 | 20.08 | 0 | 3.2 | 64.26 | Sqm
| Inside projection front side | 1 | x | 1 | 12.6 | 0 | 0.75 | 9.45 | Sqm
| Staircase inside | 1 | x | 1 | 3.27 | 0 | 3.2 | 10.46 | Sqm
|  | 1 | x | 1 | 3.27 | 0 | 3.2 | 10.46 | Sqm
| Upto landing | 1 | x | 1 | 2.68 | 0 | 1.2 | 3.22 | Sqm
| Deduct door | 1 | x | 2 | 1.2 | 0 | 2.1 | -5.04 | Sqm
| Deduct window | 1 | x | 5 | 1.5 | 0 | 1.35 | -10.13 | Sqm
| Deduct ventilator | 1 | x | 10 | 0.6 | 0 | 0.3 | -1.8 | Sqm
| Deduct Main door | 1 | x | 1 | 1.2 | 0 | 2.1 | -2.52 | Sqm
Qty.p.23 of M.B.No.471/A/ZP/19
| South side | 1 | x | 1 | 12.53 | 0 | 3.6 | 45.11 | Sqm
| East side | 1 | x | 1 | 8.85 | 0 | 3.6 | 31.86 | Sqm
| North side | 1 | x | 1 | 6.25 | 0 | 3.6 | 22.5 | Sqm
| West side | 1 | x | 1 | 5.45 | 0 | 3.2 | 17.44 | Sqm
[9 empty] | Sqm | 26.75 | 1Sqm | 0
7 | Providing and applying Wall putty of White Cement or Polymer or Cement based of average 1 to 2 mm thickness over plastered surface to prepare the surface even and smooth after thoroughly brushing the surface to remove all dirt and remains of loose powdered materials, applying emery paper, Sand the surface, clean & wipe off loose dust, applying knifing paste filler by putty knife / muslin pad, air dry for 2 - 3 hrs, sand with 180 and 320 No., emery paper for the surface preparation including cost and conveyance of all materials and all operational, incidental and all labour charges etc., complete for finished item of work in all floors for internal walls
| Hall | 1 | x | 2 | 4.8 | 0 | 3 | 28.8 | Sqm
|  | 1 | x | 2 | 3.3 | 0 | 3 | 19.8 | Sqm
| Deduct door | 1 | x | 2 | 1 | 0 | 2.1 | -4.2 | Sqm
| deduct windows | 1 | x | 3 | 1.2 | 0 | 1.5 | -5.4 | Sqm
| Rooms | 1 | x | 4 | 3.3 | 0 | 3.3 | 43.56 | Sqm
| Deduct door | 1 | x | 2 | 1 | 0 | 2.1 | -4.2 | Sqm
| deduct windows | 1 | x | 1 | 1.5 | 0 | 1.5 | -2.25 | Sqm
[9 empty] | Sqm | 188.29 | 1Sqm | 0
15 | Painting to new walls with 2 coats of acrylic Emulsion paint Asian or equivalent and shade over Priming coat with Cement primer water base interior Gr-1 Asian or equivalent on new plastered surface after throughly brushing the surace remove all dirt and remains of loose powdered materials including cost and conveyance of all materials to worksite and all oparational, incidental, labour charges etc complete for finished item of work as per SS 911 for internal walls
| Hall | 1 | x | 1 | 6.25 | 5 | 0 | 31.25 | Sqm
| Kitchen | 1 | x | 1 | 1.6 | 1.85 | 0 | 2.96 | Sqm
| Store room | 1 | x | 1 | 1.6 | 1.6 | 0 | 2.56 | Sqm
| Room | 1 | x | 1 | 1.6 | 1.32 | 0 | 2.11 | Sqm
| T.Beam | 1 | x | 2 | 5 | 0 | 0.3 | 3 | Sqm
| Verandah | 1 | x | 1 | 8.65 | 1.6 | 0 | 13.84 | Sqm
| Verandah beam | 4 | x | 2 | 1.35 | 0 | 0.3 | 3.24 | Sqm
| Front beam two sides | 1 | x | 2 | 8.65 | 0 | 0.3 | 5.19 | Sqm
| Slab projection back side | 1 | x | 1 | 9.25 | 0 | 0.3 | 2.78 | Sqm
| Two sides | 1 | x | 2 | 6.8 | 0 | 0.3 | 4.08 | Sqm
| Alround slab sides back side | 1 | x | 1 | 9.25 | 0 | 0.125 | 1.16 | Sqm
| Sunshades | 1 | x | 2 | 1.2 | 0.6 | 0 | 1.44 | Sqm
|  | 1 | x | 4 | 1.8 | 0.6 | 0 | 4.32 | Sqm
| Hall | 1 | x | 1 | 22.5 | 0 | 3.1 | 69.75 | Sqm
| Kitchen | 1 | x | 1 | 6.9 | 0 | 3.1 | 21.39 | Sqm
| Store room | 1 | x | 1 | 6.4 | 0 | 3.1 | 19.84 | Sqm
| Room | 1 | x | 1 | 5.84 | 0 | 3.1 | 18.1 | Sqm
Deduction
| Doors | 1 | x | 1 | 1.2 | 0 | 2.1 | -2.52 | Sqm
|  | 2 | x | 3 | 0.9 | 0 | 2.1 | -11.34 | Sqm
| Windows | 1 | x | 5 | 1.5 | 0 | 1.35 | -10.13 | Sqm
|  | 1 | x | 3 | 0.9 | 0 | 1.35 | -3.65 | Sqm
| Ventilators | 1 | x | 7 | 0.6 | 0 | 0.3 | -1.26 | Sqm
[8 empty] | 178.11 | Sqm | 186.63 | 1Sqm | 33241
16 | Painting to new walls with 2 coats of acrylic Emulsion paint Asian or equivalent and shade over Priming coat with Cement primer water base interior Gr-1 Asian or equivalent on new plastered surface after throughly brushing the surace remove all dirt and remains of loose powdered materials including cost and conveyance of all materials to worksite and all oparational, incidental, labour charges etc complete for finished item of work as per SS 911 for external walls
| Front side | 1 | x | 1 | 8.6 | 0 | 3.55 | 30.53 | Sqm
| Back side | 1 | x | 1 | 8.6 | 0 | 4.15 | 35.69 | Sqm
| Two sides | 1 | x | 2 | 6.8 | 0 | 4.15 | 56.44 | Sqm
| For steps | 1 | x | 1 | 1.2 | 1.8 | 0 | 2.16 | Sqm
| Over landing | 1 | x | 1 | 1.2 | 1.15 | 0 | 1.38 | Sqm
| Sides of steps | 1 | x | 1 | 2.95 | 1.2 | 0 | 3.54 | Sqm
|  | 1 | x | 1 | 1.2 | 0 | 0.15 | 0.18 | Sqm
|  | 1 | x | 1 | 0.9 | 0 | 0.15 | 0.14 | Sqm
|  | 1 | x | 1 | 0.6 | 0 | 0.15 | 0.09 | Sqm
|  | 1 | x | 1 | 0.3 | 0 | 0.15 | 0.05 | Sqm
| Landing sides | 1 | x | 1 | 1.15 | 0 | 0.75 | 0.86 | Sqm
| For ramp wall | 1 | x | 1 | 2.95 | 0 | 0.375 | 1.11 | Sqm
| Verandah parapet wall | 1 | x | 2 | 8.45 | 0 | 0.7 | 11.83 | Sqm
|  | 2 | x | 2 | 1.5 | 0 | 0.7 | 4.2 | Sqm
[8 empty] | 148.2 | Sqm | 255.64 | 1Sqm | 37886
8 | Painting Old Wood work with Two coats of ready mixed Synthatic Enamil paint first quality of shades after thoroughly brushes the surface to remove all remains of loose provided materials including cost and conveyance of all materials, cost of brushe for finished item of work as per APSS
|  | 4 | x | 2.25 | 1 | 0 | 2.1 | 18.9 | Sqm
[9 empty] | Sqm | 162.18 | 1Sqm | 0
7 | Supply & applying Poly-Urethane Water Proof Polish Glossy/ Matt finish to the wood works duly cleaning the surface and applying emery paper, Sand the wood with 180 No., emery paper and then with 320 No., emery paper, clean & wipe off loose dust, applying suitable knifing paste filler / wood filler by putty knife / muslin pad, air dry for 2 - 3 hrs, sand with 180 and 320 No., emery paper, applying two component wood sealer, after the surface preparation applying one coat of approved spraying PU thinner (for spraying) / applying one coat of approved brushing PU thinner or general purpose thinner (for brushing) and apply one coat of PU by brush or spray, air-dry overnight, Sand again with 180 No. emery paper and removing dust, applying second coat of PU, air drying for 4 - 6 Hrs, Sand with 320 No emery paper, and applying (either with spray or brush) two coats of approved brand PU including cost & labour charges, emery papers, cost of thinner & PU of approved brands such as Jenson & Nicholson, Asian Paints, Berger Paints or equivalent etc., complete for finished item
| Door frame and shutter | 1 | x | 2.25 | 1.2 | 0 | 2.1 | 5.67 | Sqm
[9 empty] | Sqm | 1090.98 | 1Sqm | 0
30 | Supply & fixing of Rolling shutter made of 80 x 1.25 mm machine rolled CRCA laths, interlocked together through their entire length and jointed together at the ends by endlocks, mounted on specially designed pipe shaft of 50mm dia nominal bore MS B class pipe with brackets, plates, guide channels, stoppers, bottom locking plates and arrangements for inside & outside locking with push-pull operations including cost of hood cover and springs complete, painted with one coat of approved steel primer, locks, ball bearings, all accessories etc complete for finished item of work as per special spn: 1108
Qty.p.92 of M.B.No.482/A/ZP/20
|  | 1 | x | 1 | 2.8 | 2 | 0 | 5.6 | Sqm
[9 empty] | Sqm | 4481 | 1Sqm | 0
12 | Painting, Lettering and Picturing to walls with two coats over primary coat with Emulsion paint (Like Birds, Animals, Cartoons, Numbers etc.,) to Angnwadi center building as per the instructions of Engineer - in - charge including cost and conveyance of all paints and all labour charges etc complete.
[8 empty] | 40 | Sqm
[9 empty] | Sqm | 0 | 1Sqm | 0
13 | S&F of 1200 mm dia 2" thick Precasted cc cover for hume pipe including cost and conveyance of all material and labour charges etc., complete for septic Tank
|  | 2 | x | 7 | 0 | 0 | 0 | 14 | No
[9 empty] | No | 1040 | 1No | 0
32 | S&F of 36" dia(0.90Mts) 2" thick Precasted rcc hume rings including cost and conveyance of all material and labour charges etc., complete for septic Tank
Qty.p.78 of M.B.No.482/A/ZP/20
|  | 1 | x | 1 | 0 | 0 | 0 | 1 | No
[9 empty] | No | 780 | 1No | 0
14 | S&F of 1200 & 900 mm dia 2" thick Precasted cc cover for hume pipe including cost and conveyance of all material and labour charges etc., complete for septic Tank
|  | 1 | x | 2 | 0 | 0 | 0 | 2 | No
[9 empty] | No | 250 | 1No | 0
17 | Supplying, fitting & placing HYSD bar reinforcement in foundation complete including labour charges for cutting, bending to required sizes and shapes, placing in position and tying with binding wire, forming grills for reinforcement work including c/c of steel bars below 36mm dia including overlaps and wastage, where they are not welded
[8 empty] | 1 | MT
[8 empty] | 1 | MT | 86045.18 | 1MT | 86045
FIRST FLOOR
1 | Reinforced Cement Concrete M20 Nominal mix (Cement: Sand: Metal) corresponding Table 9 of IS 456 using 20mm size graded machine crushed hard granite metal from approved quarry including c/c of all materials like Cement, Sand, coarse aggregate, water etc to site, all marerials including labour charges such as machine mixing, laying concrete, curing etc complete but excluding cost of steel and its fabrication charges for finished item of work for Columns etc., complete
| in First Floor | 1 | x | 5 | 0.23 | 0.3 | 2.75 | 0.95 | Cum
|  | 1 | x | 8 | 0.23 | 0.45 | 2.75 | 2.28 | Cum
[9 empty] | Cum | 13542.28 | 1Cum | 0
2 | ~do~ for Beams etc., complete
| Long beam | 1 | x | 2 | 7.31 | 0.23 | 0.3 | 1.01 | Cum
| Short beam | 1 | x | 4 | 5.94 | 0.23 | 0.45 | 2.46 | Cum
| Deduction for Beam Junctions | -1 | x | 8 | 0.23 | 0.23 | 0.3 | -0.13 | Cum
[9 empty] | Cum | 12481.06 | 1Cum | 0
3 | ~do~ for Waist slab 150mm thick etc., complete
Qty.p.75 of M.B.No.220/A/ZP/19
| 1st flight | 1 | x | 1 | 3.4 | 1.3 | 0 | 4.42 | Sqm
Qty.p.100 of M.B.No.220/A/ZP/19
| 2nd flight | 1 | x | 1 | 3.46 | 1.5 | 0 | 5.19 | Sqm
| Landing slab | 1 | x | 1 | 3.18 | 1.47 | 0 | 4.67 | Sqm
[9 empty] | Sqm | 1468.99 | 1Sqm | 0
3 | ~do~ for Roof slab 125mm thick etc., complete
| Roof slab | 1 | x | 1 | 8.82 | 6.56 | 0 | 57.86 | Sqm
[9 empty] | Sqm | 1675.19 | 1Sqm | 0
13 | ~do~ for Roof slab 100mm thick etc., complete
Qty.p.95 of M.B.No.269/A/ZP/19
| Septic tank | 1 | x | 1 | 3.95 | 2.1 | 0 | 8.3 | Sqm
[9 empty] | Sqm | 1319.66 | 1Sqm | 0
16 | ~do~ for Roof slab 50mm thick etc., complete
Qty.p.62 of M.B.No.269/A/ZP/19
| 50mm thick | 1 | x | 5 | 1.52 | 0.23 | 0 | 1.75 | Sqm
|  | 1 | x | 4 | 1.83 | 0.23 | 0 | 1.68 | Sqm
Qty.p.67 of M.B.No.269/A/ZP/19
| 50mm thick | 1 | x | 8 | 1.52 | 0.23 | 0 | 2.8 | Sqm
Qty.p.95 of M.B.No.269/A/ZP/19
| Ramp slope | 1 | x | 1 | 2.7 | 1.52 | 0 | 4.1 | Sqm
| For water tank | 1 | x | 1 | 1.4 | 1.4 | 0 | 1.96 | Sqm
[9 empty] | Sqm | 837.33 | 1Sqm | 0
16 | ~do~ for Roof slab 25mm thick etc., complete
Qty.p.62 of M.B.No.269/A/ZP/19
| 50mm thick | 1 | x | 5 | 1.52 | 0.23 | 0 | 1.75 | Sqm
|  | 1 | x | 4 | 1.83 | 0.23 | 0 | 1.68 | Sqm
Qty.p.67 of M.B.No.269/A/ZP/19
| 50mm thick | 1 | x | 8 | 1.52 | 0.23 | 0 | 2.8 | Sqm
Qty.p.95 of M.B.No.269/A/ZP/19
| Ramp slope | 1 | x | 1 | 2.7 | 1.52 | 0 | 4.1 | Sqm
| For water tank | 1 | x | 1 | 1.4 | 1.4 | 0 | 1.96 | Sqm
[9 empty] | Sqm | 663.66 | 1Sqm | 0
4 | ~do~ for lintels etc., complete
| for Lintes | 1 | x | 2 | 5.94 | 0.23 | 0.23 | 0.63 | Cum
|  | 1 | x | 2 | 6.85 | 0.23 | 0.23 | 0.72 | Cum
[9 empty] | Cum | 13565.57 | 1Cum | 0
5 | ~do~ for sunshades etc., complete
|  | 1 | x | 6 | 1.5 | 0 | 0 | 9 | Rm
[9 empty] | Rm | 1086.39 | 1Rm | 0
1 | Providing impervious coat to exposed RCC Roof Slab surface with CM (1:3) 12mm thick with 1Kg of water proof compound per bag of Cement laid over roof when it is green including c/c of all materials and labour charges for mixing mortar, laying, rendering smooth and thread lining of wall & slab etc complete for finished item of work (APSS 901,903)
Qty.p.31 of M.B.No.190/A/ZP/20
| over Roof slab | 1 | x | 1 | 9 | 7.8 | 0 | 70.2 | Sqm
|  | 1 | x | 1 | 1.8 | 1.65 | 0 | -2.97 | Sqm
[9 empty] | Sqm | 406.34 | 1Sqm | 0
13 | Providing impervious coat to exposed RCC Roof Slab surface with CM (1:3) 20mm thick with 1Kg of water proof compound per bag of Cement laid over roof when it is green including c/c of all materials and labour charges for mixing mortar, laying, rendering smooth and thread lining of wall & slab etc complete for finished item of work (APSS 901,903)
Qty.p. of M.B.No.269/A/ZP/19
|  | 1 | x | 1 | 10.45 | 12 | 0 | 125.4 | Sqm
|  | 1 | x | 1 | 3.52 | 0.92 | 0 | 3.24 | Sqm
[9 empty] | Sqm | 465.44 | 1Sqm | 0
7 | Brick Masonary for Superstructure with CM (1:8) proportion using 2nd class traditional bricks of size 23X11X7 cms having minimum crushing strength of 40kg/cm2 including c/c of all materials like Cement, Sand, Bricks, water etc including labour charges such as mixing cement mortar, Scaffolding charges etc complete for finished item of work (APSS No 501 & 504)
| Long walls | 1 | x | 2 | 7.31 | 0.23 | 2.75 | 9.25 | Cum
| Short walls | 1 | x | 2 | 5.94 | 0.23 | 2.75 | 7.51 | Cum
Deductions
| for doors | -1 | x | 1 | 1.05 | 0.23 | 2.13 | -0.51 | Cum
| For Windows | -1 | x | 6 | 1.22 | 0.23 | 1.22 | -2.05 | Cum
|  | -1 | x | 2 | 0.9 | 0.23 | 0.9 | -0.37 | Cum
| for Ventilator | -1 | x | 8 | 0.9 | 0.23 | 0.3 | -0.5 | Cum
| for Lintels | -1 | x | 2 | 7.31 | 0.23 | 0.23 | -0.77 | Cum
|  | -1 | x | 2 | 5.94 | 0.23 | 0.23 | -0.63 | Cum
[9 empty] | Cum | 8653.09 | 1Cum | 0
8 | Brick Masonary for Superstructure with CM (1:6) proportion using 2nd class traditional bricks of size 23X11X7 cms having minimum crushing strength of 40kg/cm2 including c/c of all materials like Cement, Sand, Bricks, water etc including labour charges such as mixing cement mortar, Scaffolding charges etc complete for finished item of work (APSS No 501 & 504)
Qty.p.77 of M.B.No.220/A/ZP/19
| B3 to E3 | 1 | x | 1 | 9.06 | 0.23 | 2.1 | 4.38 | Cum
| B1 to E2 | 1 | x | 1 | 3.16 | 0.23 | 2.1 | 1.53 | Cum
| E2 to E3 | 1 | x | 1 | 3.1 | 0.23 | 2.1 | 1.5 | Cum
| A1 to E1 | 1 | x | 1 | 12 | 0.23 | 2.1 | 5.8 | Cum
| B1 to B2 | 1 | x | 1 | 3.16 | 0.23 | 2.1 | 1.53 | Cum
| B2 to B3 | 1 | x | 1 | 3.1 | 0.23 | 2.1 | 1.5 | Cum
| A1 to A2 | 1 | x | 1 | 3.16 | 0.23 | 2.1 | 1.53 | Cum
| Deduct windows | 1 | x | 5 | 1.35 | 0.23 | 1.5 | -2.33 | Cum
| Deduct door | 1 | x | 1 | 1.2 | 0.23 | 2.1 | -0.58 | Cum
| Deduct door | 1 | x | 2 | 1.09 | 0.23 | 2.1 | -1.05 | Cum
| Deduct columns | 1 | x | 5 | 0.38 | 0.23 | 2.1 | -0.92 | Cum
Qty.p.89 of M.B.No.220/A/ZP/19
| B3 to E3 | 1 | x | 1 | 9.06 | 0.23 | 0.6 | 1.25 | Cum
| B1 to E2 | 1 | x | 1 | 3.16 | 0.23 | 0.6 | 0.44 | Cum
| E2 to E3 | 1 | x | 1 | 3.1 | 0.23 | 0.6 | 0.43 | Cum
| A1 to E1 | 1 | x | 1 | 12 | 0.23 | 0.6 | 1.66 | Cum
| B1 to B2 | 1 | x | 1 | 3.16 | 0.23 | 0.6 | 0.44 | Cum
| B2 to B3 | 1 | x | 1 | 3.1 | 0.23 | 0.6 | 0.43 | Cum
|  | 1 | x | 1 | 3.16 | 0.23 | 0.6 | 0.44 | Cum
| Deduct columns | 1 | x | 5 | 0.38 | 0.23 | 0.6 | -0.26 | Cum
| Deduct ventilators | 1 | x | 8 | 0.6 | 0.23 | 0.3 | -0.33 | Cum
[9 empty] | Cum | 8710.6 | 1Cum | 0
9 | Reinforced Brick Masonry for partition walls (11.0 cm thick) in CM (1:6) prop. (Cement : Sand) using common burnt clay bricks of class as per Table- I of IS:1077-1992, Non- Modular or traditional size 23 x 11 x 7 cms from approved source having minimum crushing strength of 40 Kg/Sq.cm and placing 2 Nos. of 6mm M.S plain rods in every third layer with free ends of the reinforcement pegged into mortar joints of main brick walls where applicable including cost and conveyance of all materials and all operational, incidental charges such as labour charges for mixing cement mortar, scaffolding charges, lift charges,and all labour charges etc., but excluding cost of steel and its fabrication charges complete for finished item of work.
Qty.p.80 of M.B.No.220/A/ZP/19
| B2 to E2 | 1 | x | 1 | 9.3 | 0 | 2.1 | 19.53 | Sqm
| B2 to E2 | 1 | x | 1 | 9.3 | 0 | 2.1 | 19.53 | Sqm
| B1 to B2 | 1 | x | 1 | 3.16 | 0 | 2.1 | 6.64 | Sqm
| C1 to C2 | 1 | x | 1 | 3.16 | 0 | 2.1 | 6.64 | Sqm
| D1 to D2 | 1 | x | 1 | 3.16 | 0 | 2.1 | 6.64 | Sqm
| Inside tiolet blocks | 1 | x | 1 | 3.1 | 0 | 2.1 | 6.51 | Sqm
|  | 1 | x | 1 | 3.2 | 0 | 2.1 | 6.72 | Sqm
| Deduct doors | 1 | x | 5 | 1.09 | 0 | 2.1 | -11.45 | Sqm
| Deduct columns | 1 | x | 2 | 0.38 | 0 | 2.1 | -1.6 | Sqm
| Protection wall front side | 1 | x | 1 | 13.45 | 0 | 0.75 | 10.09 | Sqm
Qty.p.91 of M.B.No.220/A/ZP/19
| B2 to E2 | 1 | x | 1 | 9.3 | 0 | 0.6 | 5.58 | Sqm
| B2 to E2 | 1 | x | 1 | 9.3 | 0 | 0.6 | 5.58 | Sqm
| B1 to B2 | 1 | x | 1 | 3.16 | 0 | 0.6 | 1.9 | Sqm
| C1 to C2 | 1 | x | 1 | 3.16 | 0 | 0.6 | 1.9 | Sqm
| D1 to D2 | 1 | x | 1 | 3.16 | 0 | 0.6 | 1.9 | Sqm
| Inside tiolet blocks | 1 | x | 1 | 3.1 | 0 | 0.6 | 1.86 | Sqm
|  | 1 | x | 1 | 3.1 | 0 | 0.6 | 1.86 | Sqm
|  | 1 | x | 1 | 3.2 | 0 | 0.6 | 1.92 | Sqm
|  | 1 | x | 1 | 13.45 | 0 | 0.75 | 10.09 | Sqm
| Deduct columns | 1 | x | 2 | 0.38 | 0 | 0.6 | -0.46 | Sqm
Qty.p.3 of M.B.No.482/A/ZP/19
| Back side of First floor | 1 | x | 1 | 10.3 | 0 | 0.75 | 7.73 | Sqm
[9 empty] | Sqm | 992.92 | 1Sqm | 0
20 | Masonry work in CM (1:8) prop with Flyash Cement solid blocks of size 290 x 150 x 140 mm for manufacturing of flyash solid blocks using flyash of 80 kgs, cement of 15 kgs. Gypsum of 5 kgs. and stone dust including cost and conveyance of all materials, labour charges, seiniorage charges, scaffolding and curing etc., cpomplete with a compresive streangth not lessthan 50 kg/sqm for walls for Superstructure Walls.
Qty.p.91 of M.B.No.269/A/ZP/19
| Plantation walls | 1 | x | 2 | 0.75 | 0.15 | 1.05 | 0.24 | Cum
|  | 1 | x | 1 | 1.2 | 0.15 | 0.75 | 0.14 | Cum
|  | 1 | x | 0.5 | 2.7 | 0.15 | 1.8 | 0.36 | Cum
|  | 1 | x | 1 | 1 | 0.15 | 1.4 | 0.21 | Cum
|  | 1 | x | 1 | 1.73 | 0.15 | 1.8 | 0.47 | Cum
|  | 1 | x | 1 | 2.65 | 0.15 | 1.2 | 0.48 | Cum
|  | 1 | x | 1 | 2.85 | 0.15 | 1.2 | 0.51 | Cum
[9 empty] | Cum | 7262.62 | 1Cum | 0
19 | RCM facia 5cm thick in CM (1:3) for drop walls, fins with rabbit wire mesh & nominal reinforcement as directed by Engineer-in-charge with dubara sponge finishing, including cost & conveyance of all materials to site, seigniorage charges, sales & other taxes on all materials, operational & incidental, cost and conveyance of cement, wire mesh, water to work site, centering, scaffolding and form work, lift charges etc., complete for finished items of work but excluding cost of steel & its fabrication charges, for finished item of work. (APSS No.403 & 903)
Qty.p.65 of M.B.No.269/A/ZP/19
|  | 1 | x | 2 | 2.05 | 1.7 | 0 | 6.97 | Sqm
|  | 1 | x | 2 | 3.6 | 0.95 | 0 | 6.84 | Sqm
[9 empty] | Sqm | 2600.25 | 1Sqm | 0
8 | Ceiling Plastering to Ceiling in CM (1:3) 12mm thick with dubara sponge finishing including c/c of all materials including labour charges such as mixing cement mortar and curing etc complete for finished item of work (APSS 901 & 903)
| for ceiling in First Floor | 1 | x | 1 | 5.48 | 6.85 | 0 | 37.54 | Sqm
|  | 1 | x | 2 | 5.48 | 0 | 0.45 | 4.93 | Sqm
| for Slab Projection | 1 | x | 1 | 29.51 | 0.3 | 0 | 8.85 | Sqm
| for sunshade | 1 | x | 6 | 1.2 | 0.6 | 0 | 4.32 | Sqm
|  | 6 | x | 2 | 0.6 | 0.05 | 0 | 0.36 | Sqm
[9 empty] | Sqm | 419.76 | 1Sqm | 0
9 | Plastering in CM (1:5) 12mm thick single coat including c/c of all materials and labour charges such as mixing cement mortar etc and curing etc complete for finished item of work (APSS 901, 903 & 904)
| Long walls | 1 | x | 2 | 6.85 | 0 | 3.2 | 43.84 | Sqm
| Short walls | 1 | x | 2 | 5.48 | 0 | 3.2 | 35.07 | Sqm
Deductions
| for doors | -1 | x | 1 | 1.05 | 0 | 2.13 | -2.24 | Sqm
| For Windows | -1 | x | 6 | 1.22 | 0 | 1.22 | -8.93 | Sqm
|  | -1 | x | 2 | 0.9 | 0 | 0.9 | -1.62 | Sqm
| for Ventilators | -1 | x | 8 | 0.9 | 0 | 0.3 | -2.16 | Sqm
[9 empty] | Sqm | 342.71 | 1Sqm | 0
10 | Plastering in CM (1:5) 20mm thick single coat including c/c of all materials including all operational, incidental and labour charges such as mixing cement mortar and curing etc complete for finished item of work (APSS 901, 903 & 904)
| Long walls | 1 | x | 2 | 7.32 | 0 | 3.5 | 51.24 | Sqm
| Short walls | 1 | x | 2 | 5.96 | 0 | 3.5 | 41.72 | Sqm
| Deduct For Door | -1 | x | 1 | 1.05 | 0 | 2.13 | -2.24 | Sqm
| For Windows | -1 | x | 8 | 1.22 | 0 | 1.22 | -11.91 | Sqm
| Ventilator | -1 | x | 8 | 0.9 | 0 | 0.3 | -2.16 | Sqm
[9 empty] | Sqm | 357.1 | 1Sqm | 0
2 | Plastering to brick masonary wall with 12mm thick double coat in CM (1:5) 8 mm thick base coat and CM (1:3) of 4mm thick top coat with dubara sponge finish including c/c of all materials including all operational, incidental and labour charges such as mixing cement mortar and curing etc complete for finished item of work (APSS 901, 903 & 904)
Qty.p.3 of M.B.No.190/A/ZP/20
| Rest room | 1 | x | 2 | 3.37 | 0 | 3.15 | 21.23 | Sqm
|  | 1 | x | 2 | 3.37 | 0 | 3.15 | 21.23 | Sqm
| Deduct door | 1 | x | 1 | 1.05 | 0 | 2.1 | -2.21 | Sqm
| Deduct door | 1 | x | 1 | 0.75 | 0 | 2.1 | -1.58 | Sqm
| Deduct window | 1 | x | 1 | 1.2 | 0 | 1.2 | -1.44 | Sqm
| Tiolet | 1 | x | 2 | 1.8 | 0 | 3.15 | 11.34 | Sqm
|  | 1 | x | 2 | 1.2 | 0 | 3.15 | 7.56 | Sqm
| Deduct door | 1 | x | 1 | 0.75 | 0 | 2.1 | -1.58 | Sqm
| Deduct ventilators | 1 | x | 1 | 0.6 | 0 | 0.3 | -0.18 | Sqm
| Dining Hall | 1 | x | 1 | 4.47 | 0 | 3.15 | 14.08 | Sqm
|  | 1 | x | 1 | 3.37 | 0 | 3.15 | 10.62 | Sqm
|  | 1 | x | 1 | 2.07 | 0 | 3.15 | 6.52 | Sqm
|  | 1 | x | 1 | 0.9 | 0 | 3.15 | 2.84 | Sqm
|  | 1 | x | 1 | 0.55 | 0 | 3.15 | 1.73 | Sqm
| Deduct door | 1 | x | 1 | 1.05 | 0 | 2.1 | -2.21 | Sqm
| Deduct window | 1 | x | 1 | 1.2 | 0 | 1.2 | -1.44 | Sqm
| Hall | 1 | x | 2 | 6.75 | 0 | 3.15 | 42.53 | Sqm
|  | 1 | x | 2 | 3.3 | 0 | 3.15 | 20.79 | Sqm
|  | 1 | x | 1 | 1.8 | 0 | 3.15 | 5.67 | Sqm
| Deduct door | 1 | x | 1 | 1.05 | 0 | 2.1 | -2.21 | Sqm
| Deduct window | 1 | x | 2 | 1.2 | 0 | 1.2 | -2.88 | Sqm
[9 empty] | Sqm | 521.53 | 1Sqm | 0
10 | Plastering to brick masonary wall with 20mm thick double coat in CM (1:6) 16 mm thick base coat and CM (1:4) of 4mm thick top coat with dubara sponge finish including c/c of all materials including all operational, incidental and labour charges such as mixing cement mortar and curing etc complete for finished item of work (APSS 901, 903 & 904)
| Long walls | 1 | x | 2 | 7.32 | 0 | 3.5 | 51.24 | Sqm
| Short walls | 1 | x | 2 | 5.96 | 0 | 3.5 | 41.72 | Sqm
| Deduct For Door | -1 | x | 1 | 1.05 | 0 | 2.13 | -2.24 | Sqm
| For Windows | -1 | x | 8 | 1.22 | 0 | 1.22 | -11.91 | Sqm
| Ventilator | -1 | x | 8 | 0.9 | 0 | 0.3 | -2.16 | Sqm
[9 empty] | Sqm | 532.75 | 1Sqm | 0
13 | Plain Cement Concrete M30 Nominal mix (Cement: Sand: Metal) corresponding Table 9 of IS 456 using 20mm size graded machine crushed hard granite metal from approved quarry including c/c of all materials like Cement, Sand, coarse aggregate, water etc to site, all marerials including labour charges such as machine mixing, laying concrete, curing etc complete but excluding cost of steel and its fabrication charges for finished item of work for Steps
Qty.P.No. 18 of M.B.No.233-B/2016-17
|  | 11 | x | 0.5 | 1.8 | 0.3 | 0.15 | 0.45 | Cum
Qty.P.No. 23 of M.B.No.233-B/2016-17
|  | 11 | x | 0.5 | 1.8 | 0.3 | 0.15 | 0.45 | Cum
[9 empty] | Cum | 6970.28 | 1Cum | 0
3 | Flooring with Porcelain Vitrified tiles stain free double charged of 1st quality and of size not less than 600X600X8mm thickness glossy finish premium colours, set over base coat of CM (1:8), 12mm thick over already laid CC bed / RCC Roof slab, including neat Cement slurry of honey like consistency spread @ 3.30 Kgs per Sqm & jointed with neat white Cement paste to full depth mixed with pigment of matching shade including c/c of all materials like Cement, Sand and Water and tiles etc complete including labour charges etc complete for finished item of work
Qty.p.4 of M.B.No.190/A/ZP/20
| Rest room | 1 | x | 1 | 3.37 | 3.37 | 0 | 11.36 | Sqm
| Dining Hall | 1 | x | 1 | 2.07 | 1.9 | 0 | 3.93 | Sqm
|  | 1 | x | 1 | 3.37 | 1.37 | 0 | 4.62 | Sqm
| Hall | 1 | x | 1 | 6.75 | 3.3 | 0 | 22.28 | Sqm
[9 empty] | Sqm | 1284.36 | 1Sqm | 0
4 | Providing Skirting to internal walls to 15cm height / risers of steps with Porcelain Vitrified tiles length equal to flooring stones, set over base coat of CM (1:5) 12mm thick with Cement slurry of honey like consistency spread @ 3.30 Kgs per Sqm & jointed with white Cement paste mixed with pigment of matching shade to full depth, including c/c of materials like Cement, Sand and Water and tiles etc complete for finished item of work
Qty.p.5 of M.B.No.190/A/ZP/20
| Rest room | 1 | x | 2 | 3.37 | 0 | 0.1 | 0.67 | Sqm
|  | 1 | x | 2 | 3.37 | 0 | 0.1 | 0.67 | Sqm
| Dining Hall | 1 | x | 1 | 2.07 | 0 | 0.1 | 0.21 | Sqm
|  | 1 | x | 1 | 1.9 | 0 | 0.1 | 0.19 | Sqm
|  | 1 | x | 1 | 1.3 | 0 | 0.1 | 0.13 | Sqm
|  | 1 | x | 1 | 1.37 | 0 | 0.1 | 0.14 | Sqm
|  | 1 | x | 1 | 3.37 | 0 | 0.1 | 0.34 | Sqm
|  | 1 | x | 1 | 0.55 | 0 | 0.1 | 0.06 | Sqm
|  | 1 | x | 1 | 0.9 | 0 | 0.1 | 0.09 | Sqm
| Hall | 1 | x | 2 | 6.75 | 0 | 0.1 | 1.35 | Sqm
|  | 1 | x | 2 | 3.3 | 0 | 0.1 | 0.66 | Sqm
[9 empty] | Sqm | 1279.49 | 1Sqm | 0
15 | Flooring with high polished granite 16 to 18 mm mm thick slabs other than black set over base coat of cement mortar (1:8), 20 mm thick over CC bed already laid or RCC roof slab, including neat cement slurry of honey like consistency spread @ 3.3.kgs per sqm & jointed neatly with white cement paste mixed with pigment of matching shade to full depth, including cost of all materials like cement, sand water and tilesetc., complete, including seigniorage charges, labour charges for dressing of tilesetc., complete for finished item of work, but excluding the cost of conveyance of all materials
Qty.p.67 of M.B.No.482/A/ZP/20
| Staircase first flight | 1 | x | 11 | 1.35 | 0.3 | 0 | 4.46 | Sqm
|  | 1 | x | 1 | 2.75 | 1.35 | 0 | 3.71 | Sqm
| 2nd flight | 1 | x | 11 | 1.35 | 0.3 | 0 | 4.46 | Sqm
[9 empty] | Sqm | 3278.84 | 1Sqm | 0
16 | Providing skirting to internal walls to 15 cm height/risers of steps with 16-18 mm thick polished granite tiles length equal to flooring stones, set over base coat of CM (1:3) 12 mm thick with cement slurry of honey like consistency spread at the rate of 3.30 kgs per sqm and jointed with white cement paste mixed with pigment of matching shade to full depth, including cost of all materials like tiles, cement, sand and water etc., complete including seigniorage charges, etc., complete for finished item of work
Qty.p.67 of M.B.No.482/A/ZP/20
| FF 1st flight raisers | 1 | x | 11 | 1.35 | 0 | 0.15 | 2.23 | Sqm
| 2nd flight raisers | 1 | x | 11 | 1.35 | 0 | 0.15 | 2.23 | Sqm
[9 empty] | Sqm | 3022.02 | 1Sqm | 0
26 | Flooring with chequrred terrazzo tiles of 22 mm thick (medium shade) set over base coat of cement mortar (1:6) 12 mm thick over CC bed already laid or RCC roof slab, including near cement slurry of honey like consistency spread @ 3.3.kgs per sqm & jointed with neat cement to full depth mixed with pigment of matching shade including cost of all materials like cement, sand water and tiles etc., complete, including seigniorage charges, complete for finished item of work,
Qty.p.13 of M.B.No.174/B/ZP/16
| Verandah | 1 | x | 1 | 9.87 | 1.83 | 0 | 18.06 | Sqm
| Ramp | 1 | x | 1 | 2.83 | 1.55 | 0 | 4.39 | Sqm
|  | 1 | x | 1 | 2.65 | 0.53 | 0 | 1.4 | Sqm
|  | 1 | x | 1 | 2.65 | 0.9 | 0 | 2.39 | Sqm
| Landing | 1 | x | 2 | 2.65 | 1.1 | 0 | 5.83 | Sqm
|  | 1 | x | 1 | 1.3 | 0.56 | 0 | 0.73 | Sqm
|  | 1 | x | 1 | 2.8 | 0.53 | 0 | 1.48 | Sqm
|  | 1 | x | 1 | 2.8 | 0.9 | 0 | 2.52 | Sqm
| Entrance steps treads | 1 | x | 4 | 2.72 | 0.38 | 0 | 4.13 | Sqm
| Steps godown | 1 | x | 4 | 2.5 | 0.38 | 0 | 3.8 | Sqm
| Staircase steps | 1 | x | 21 | 1.28 | 0.3 | 0 | 8.06 | Sqm
[9 empty] | Sqm | 787.52 | 1Sqm | 0
27 | Providing skirting to internal walls to 15 cm height/risers of steps with chequrred terrazzo tiles length equal to flooring stones, set over base coat of CM (1:5) 12 mm thick with cement slurry of honey like consistency spread at the rate of 3.30 kgs per sqm and jointed with white cement paste mixed with pigment of matching shade to full depth, including cost of all materials like tiles, cement, sand and water etc., complete including seigniorage charges, etc., complete for finished item of work,
Qty.p.14 of M.B.No.174/B/ZP/16
| Landing | 1 | x | 2 | 5.25 | 0 | 0.1 | 1.05 | Sqm
| Verandah | 1 | x | 1 | 9.87 | 0 | 0.1 | 0.99 | Sqm
| Entrance steps risers | 1 | x | 5 | 2.72 | 0 | 0.17 | 2.31 | Sqm
| Godown steps risers | 1 | x | 5 | 2.5 | 0 | 0.17 | 2.13 | Sqm
| Staircase steps | 1 | x | 22 | 1.28 | 0 | 0.15 | 4.22 | Sqm
| Waiting room | 1 | x | 1 | 10.53 | 0 | 0.1 | 1.05 | Sqm
[9 empty] | Sqm | 813.06 | 1Sqm | 0
5 | Flooring with Ceramic non skid tiles of not less than 7-8mm thick 1st quality laid over floor bed / VRCC slab set over base coat of CM (1:8), 12mm thick and neat grey Cement slurry of honey like consistency spread @ 3.30 Kgs per Sqm & jointed with neat white Cement paste to full depth mixed with pigment of matching shade including c/c of all materials to site including cost of mixing of mortar and watering and levelling to proper slope and curing including all labour charges etc for finished item of work
Qty.p.23 of M.B.No.190/A/ZP/20
| Tiolet | 1 | x | 1 | 1.8 | 1.2 | 0 | 2.16 | Sqm
[9 empty] | Sqm | 889.81 | 1Sqm | 0
6 | Providing Daddooing to walls with 5 to 7mm thick Glazed Ceramic wall tiles of 1st quality of 6mm thick set over base coat of CM (1:3) 12mm thick with Cement slurry of honey like consistency spread @ 3.30 Kgs per Sqm & jointed with neat white Cement paste to full depth mixed with pigment of matching shade including c/c of all materials to site, cost of all materials like tiles, Cement, sand and water etc complete for finished item of work
Qty.p.24 of M.B.No.190/A/ZP/20
| Tiolet walls | 1 | x | 1 | 6 | 0 | 2.1 | 12.6 | Sqm
| Deduct door | 1 | x | 1 | 0.75 | 0 | 2.1 | -1.58 | Sqm
[9 empty] | Sqm | 509.65 | 1Sqm | 0
27 | Flooring with pressed clay flooring tiles, set over base coat of cement mortar (1:8) 12 mm thick over CC bed already laid or RCC roof slab, including neat cement slurry of honey like consistency spread @ 3.3.kgs per sqm & jointed neatly with cement mixed with pigment of matching shade to full depth, including cost of all materials like cement, sand water and tiles etc., complete, for finished item of work,
Qty.P.No. 53 of M.B.No.269/A/ZP/19
| Roofing tiles | 2 | x | 0.5 | 0.96 | 1 | 0 | 0.96 | Sqm
|  | 1 | x | 2 | 3.6 | 1.13 | 0 | 8.14 | Sqm
|  | 1 | x | 2 | 1.96 | 1 | 0 | 3.92 | Sqm
|  | 1 | x | 2 | 1.33 | 1.1 | 0 | 2.93 | Sqm
[9 empty] | Sqm | 1428.3 | 1Sqm | 0
26 | White washing one coat with whiting of approved quality to give an even shade after thoroughly brushing the surface to remove all dirt and remains of loose powdered materials including cost of all materials, labour charges and incidental such as scaffolding, lift charges etc., complete for finished item of wor
Qty.p.17 of M.B.No.269/A/ZP/19
| Hall | 1 | x | 1 | 8.5 | 4.95 | 0 | 42.08 | Sqm
| Front projection | 1 | x | 1 | 5.5 | 2.4 | 0 | 13.2 | Sqm
| Room-1 | 1 | x | 1 | 3.15 | 2.85 | 0 | 8.98 | Sqm
| Room-2 | 1 | x | 1 | 3.15 | 2.75 | 0 | 8.66 | Sqm
| Godown | 1 | x | 1 | 8.35 | 3.35 | 0 | 27.97 | Sqm
| Bottom of sunshades in Hall | 1 | x | 1 | 2.5 | 0.5 | 0 | 1.25 | Sqm
|  | 1 | x | 1 | 2.5 | 0.5 | 0 | 1.25 | Sqm
|  | 1 | x | 1 | 2.5 | 0.5 | 0 | 1.25 | Sqm
| Room-1 | 1 | x | 1 | 2.5 | 0.5 | 0 | 1.25 | Sqm
| Room-2 | 1 | x | 1 | 2.5 | 0.5 | 0 | 1.25 | Sqm
| Bottom of slab projection | 1 | x | 1 | 8.9 | 0.9 | 0 | 8.01 | Sqm
| Bottom of first flight | 1 | x | 1 | 2.9 | 1.3 | 0 | 3.77 | Sqm
| 2nd flight | 1 | x | 1 | 2.9 | 1.3 | 0 | 3.77 | Sqm
Qty.p.21 of M.B.No.269/A/ZP/19
| Hall alround | 1 | x | 1 | 27.04 | 0 | 3.2 | 86.53 | Sqm
| Room-1 | 1 | x | 1 | 12.18 | 0 | 3.2 | 38.98 | Sqm
| Room-2 | 1 | x | 1 | 12.1 | 0 | 3.2 | 38.72 | Sqm
| Godown 3 sides | 1 | x | 1 | 20.08 | 0 | 3.2 | 64.26 | Sqm
| Inside projection front side | 1 | x | 1 | 12.6 | 0 | 0.75 | 9.45 | Sqm
| Staircase inside | 1 | x | 1 | 3.27 | 0 | 3.2 | 10.46 | Sqm
|  | 1 | x | 1 | 3.27 | 0 | 3.2 | 10.46 | Sqm
| Upto landing | 1 | x | 1 | 2.68 | 0 | 1.2 | 3.22 | Sqm
| Deduct door | 1 | x | 2 | 1.2 | 0 | 2.1 | -5.04 | Sqm
| Deduct window | 1 | x | 5 | 1.5 | 0 | 1.35 | -10.13 | Sqm
| Deduct ventilator | 1 | x | 10 | 0.6 | 0 | 0.3 | -1.8 | Sqm
| Deduct Main door | 1 | x | 1 | 1.2 | 0 | 2.1 | -2.52 | Sqm
Qty.p.23 of M.B.No.269/A/ZP/19
| South side | 1 | x | 1 | 12.53 | 0 | 3.6 | 45.11 | Sqm
| East side | 1 | x | 1 | 8.85 | 0 | 3.6 | 31.86 | Sqm
| North side | 1 | x | 1 | 6.25 | 0 | 3.6 | 22.5 | Sqm
| West side | 1 | x | 1 | 5.45 | 0 | 3.2 | 17.44 | Sqm
[9 empty] | Sqm | 28.94 | 1Sqm | 0
7 | Providing and applying Wall putty of White Cement or Polymer or Cement based of average 1 to 2 mm thickness over plastered surface to prepare the surface even and smooth after thoroughly brushing the surface to remove all dirt and remains of loose powdered materials, applying emery paper, Sand the surface, clean & wipe off loose dust, applying knifing paste filler by putty knife / muslin pad, air dry for 2 - 3 hrs, sand with 180 and 320 No., emery paper for the surface preparation including cost and conveyance of all materials and all operational, incidental and all labour charges etc., complete for finished item of work in all floors for internal walls
Qty.p.26 of M.B.No.190/A/ZP/20
Inside of the building
| Rest room | 1 | x | 2 | 3.37 | 0 | 3.15 | 21.23 | Sqm
|  | 1 | x | 2 | 3.37 | 0 | 3.15 | 21.23 | Sqm
| Deduct door | 1 | x | 1 | 1.05 | 0 | 2.1 | -2.21 | Sqm
| Deduct door | 1 | x | 1 | 0.75 | 0 | 2.1 | -1.58 | Sqm
| Deduct window | 1 | x | 1 | 1.2 | 0 | 1.2 | -1.44 | Sqm
| Dining Hall | 1 | x | 1 | 4.47 | 0 | 3.15 | 14.08 | Sqm
|  | 1 | x | 1 | 3.37 | 0 | 3.15 | 10.62 | Sqm
|  | 1 | x | 1 | 2.07 | 0 | 3.15 | 6.52 | Sqm
|  | 1 | x | 1 | 0.9 | 0 | 3.15 | 2.84 | Sqm
|  | 1 | x | 1 | 0.55 | 0 | 3.15 | 1.73 | Sqm
| Deduct door | 1 | x | 1 | 1.05 | 0 | 2.1 | -2.21 | Sqm
| Deduct window | 1 | x | 1 | 1.2 | 0 | 1.2 | -1.44 | Sqm
| Hall | 1 | x | 2 | 6.75 | 0 | 3.15 | 42.53 | Sqm
|  | 1 | x | 2 | 3.3 | 0 | 3.15 | 20.79 | Sqm
|  | 1 | x | 1 | 1.8 | 0 | 3.15 | 5.67 | Sqm
| Deduct door | 1 | x | 1 | 1.05 | 0 | 2.1 | -2.21 | Sqm
| Deduct window | 1 | x | 2 | 1.2 | 0 | 1.2 | -2.88 | Sqm
[9 empty] | Sqm | 199.95 | 1Sqm | 0
8 | Painting to new walls with 2 coats of acrylic Emulsion paint Asian or equivalent and shade over Priming coat with Cement primer water base interior Gr-1 Asian or equivalent on new plastered surface after throughly brushing the surace remove all dirt and remains of loose powdered materials including cost and conveyance of all materials to worksite and all oparational, incidental, labour charges etc complete for finished item of work as per SS 911 for internal walls
Qty.p.29 of M.B.No.190/A/ZP/20
| ZPTC room | 1 | x | 1 | 3.37 | 3.37 | 0 | 11.36 | Sqm
| Tiolet | 1 | x | 1 | 1.8 | 1.2 | 0 | 2.16 | Sqm
| above tiles | 1 | x | 1 | 6 | 0 | 1.05 | 6.3 | Sqm
| Tiolet outside | 1 | x | 1 | 1.47 | 2.05 | 0 | 3.01 | Sqm
|  | 1 | x | 1 | 3.37 | 1.35 | 0 | 4.55 | Sqm
| Hall | 1 | x | 1 | 6.75 | 3.3 | 0 | 22.28 | Sqm
| Rest room | 1 | x | 2 | 3.37 | 0 | 3.15 | 21.23 | Sqm
|  | 1 | x | 2 | 3.37 | 0 | 3.15 | 21.23 | Sqm
| Deduct door | 1 | x | 1 | 1.05 | 0 | 2.1 | -2.21 | Sqm
| Deduct door | 1 | x | 1 | 0.75 | 0 | 2.1 | -1.58 | Sqm
| Deduct window | 1 | x | 1 | 1.2 | 0 | 1.2 | -1.44 | Sqm
| Tiolet | 1 | x | 1 | 1.8 | 0 | 0.75 | 1.35 | Sqm
|  | 1 | x | 2 | 1.2 | 0 | 3.15 | 7.56 | Sqm
| Deduct door | 1 | x | 1 | 0.75 | 0 | 2.1 | -1.58 | Sqm
| Deduct ventilators | 1 | x | 1 | 0.6 | 0 | 0.3 | -0.18 | Sqm
| Dining Hall | 1 | x | 1 | 4.47 | 0 | 3.15 | 14.08 | Sqm
|  | 1 | x | 1 | 3.37 | 0 | 3.15 | 10.62 | Sqm
|  | 1 | x | 1 | 2.07 | 0 | 3.15 | 6.52 | Sqm
|  | 1 | x | 1 | 0.9 | 0 | 3.15 | 2.84 | Sqm
|  | 1 | x | 1 | 0.55 | 0 | 3.15 | 1.73 | Sqm
| Deduct door | 1 | x | 1 | 1.05 | 0 | 2.1 | -2.21 | Sqm
| Deduct window | 1 | x | 1 | 1.2 | 0 | 1.2 | -1.44 | Sqm
| Hall | 1 | x | 2 | 6.75 | 0 | 3.15 | 42.53 | Sqm
|  | 1 | x | 2 | 3.3 | 0 | 3.15 | 20.79 | Sqm
| hDeduct gap | 1 | x | 1 | 1.8 | 0 | 2.1 | -3.78 | Sqm
| Deduct door | 1 | x | 1 | 1.05 | 0 | 2.1 | -2.21 | Sqm
| Deduct window | 1 | x | 2 | 1.2 | 0 | 1.2 | -2.88 | Sqm
[8 empty] | 0 | Sqm
[7 empty] | Ltd to |  | Sqm | 201.45 | 1Sqm | 0
9 | Painting to new walls with 2 coats of acrylic Emulsion paint Asian or equivalent and shade over Priming coat with Cement primer water base interior Gr-1 Asian or equivalent on new plastered surface after throughly brushing the surace remove all dirt and remains of loose powdered materials including cost and conveyance of all materials to worksite and all oparational, incidental, labour charges etc complete for finished item of work as per SS 911 for external walls
Qty.p.30 of M.B.No.190/A/ZP/20
| Long walls | 1 | x | 2 | 7.23 | 0 | 3.2 | 46.27 | Sqm
| cross walls | 1 | x | 2 | 7.21 | 0 | 3.2 | 46.14 | Sqm
| Sunshades | 1 | x | 3 | 1.5 | 0.55 | 0 | 2.48 | Sqm
| Slab projection | 1 | x | 1 | 6.15 | 1.65 | 0 | 10.15 | Sqm
[9 empty] | Sqm | 276.7 | 1Sqm | 0
10 | Supplying and fixing Gyp Board Suspended regular single layer false ceiling (GS-MFSC-4.1 as per India Gypsum) using 12.5 mm thick Gyp Board conforming to IS 2095 - 1982 fixing to Gyp steel GI perimeter channels of size 20 mm x 27 mm x 30 mm(web) of 0.55 mm thick along the perimeter of ceiling screw fixed to brick work/ partition at 610 mm c/c and suspending the frame work using Intermediate channels (45 mm x 15mm x 15mm x 0.9 mm) from soffit at 1220 mm c/c with ceiling angle (25 mm x 10 mm x 0.55 mm) fixed with GI Cleat and steel expansion fasteners & connecting clip to the ceiling channels (with knurled web of 51.5 mm x 26 mm x 10.5 mm x 0.55 mm) fixed in direction perpendicular to the intermediate channel at 457 mm c/c and fixing the 12.5 mm tapered edge Gypboard with 25 mm drywall screws at 230 mm c/c & jointing and finishing using joint compound and paper tape to have a flush look including filling the tapered & square edges with jointing compound, two coats of drywall topcoat complete for finished item of work as per Idia Gypsum Ltd specification.
Qty.p.7 of M.B.No.190/A/ZP/20
| Rest room | 1 | x | 1 | 3.37 | 3.37 | 0 | 11.36 | Sqm
| hall | 1 | x | 1 | 6.75 | 3.3 | 0 | 22.28 | Sqm
[9 empty] | Sqm | 1760.41 | 1Sqm | 0
11 | Supplying, fitting & placing HYSD bar reinforcement in foundation complete including labour charges for cutting, bending to required sizes and shapes, placing in position and tying with binding wire, forming grills for reinforcement work including c/c of steel bars below 36mm dia including overlaps and wastage, where they are not welded
|  | First floor | [5 empty] | 1600 | Kgs
Kgs
[7 empty] | Or | 0 | MT | 87686.92 | 1MT | 0
SECOND FLOOR
1 | Reinforced Cement Concrete M20 Nominal mix (Cement: Sand: Metal) corresponding Table 9 of IS 456 using 20mm size graded machine crushed hard granite metal from approved quarry including c/c of all materials like Cement, Sand, coarse aggregate, water etc to site, all marerials including labour charges such as machine mixing, laying concrete, curing etc complete but excluding cost of steel and its fabrication charges for finished item of work for Columns etc., complete
Qty.p.100 of M.B.No.220/A/ZP/19
| Head room column | 1 | x | 4 | 0.38 | 0.23 | 2.4 | 0.84 | Cum
[9 empty] | Cum | 14516.07 | 1Cum | 0
10 | ~do~ for Beams etc., complete
Qty.p.94 of M.B.No.220/A/ZP/19
| Head room beams | 1 | x | 2 | 4.2 | 0.23 | 0.3 | 0.58 | Cum
|  | 1 | x | 2 | 3.2 | 0.23 | 0.3 | 0.44 | Cum
[9 empty] | Cum | 13193.91 | 1Cum | 0
11 | ~do~ for Waist slab 150mm thick etc., complete
Qty.p.26 of M.B.No.269/A/ZP/19
| Landing slab | 1 | x | 1 | 3.23 | 1.28 | 0 | 4.13 | Sqm
| 1st flight | 1 | x | 1 | 2.72 | 1 | 0 | 2.72 | Sqm
Qty.p.37 of M.B.No.269/A/ZP/19
| 2nd flight | 1 | x | 1 | 3.23 | 1.28 | 0 | 4.13 | Sqm
[9 empty] | Sqm | 1493.35 | 1Sqm | 0
2 | ~do~ for Roof slab 125mm thick etc., complete
Qty.p.6 of M.B.No.482/A/ZP/19
| Head room slab | 1 | x | 1 | 4.35 | 4.2 | 0 | 18.27 | Sqm
[9 empty] | Sqm | 1705.18 | 1Sqm | 0
13 | ~do~ for Roof slab 100mm thick etc., complete
Qty.p.95 of M.B.No.269/A/ZP/19
| Septic tank | 1 | x | 1 | 3.95 | 2.1 | 0 | 8.3 | Sqm
[9 empty] | Sqm | 1346.06 | 1Sqm | 0
16 | ~do~ for Roof slab 50mm thick etc., complete
Qty.p.62 of M.B.No.269/A/ZP/19
| 50mm thick | 1 | x | 5 | 1.52 | 0.23 | 0 | 1.75 | Sqm
|  | 1 | x | 4 | 1.83 | 0.23 | 0 | 1.68 | Sqm
Qty.p.67 of M.B.No.269/A/ZP/19
| 50mm thick | 1 | x | 8 | 1.52 | 0.23 | 0 | 2.8 | Sqm
Qty.p.95 of M.B.No.269/A/ZP/19
| Ramp slope | 1 | x | 1 | 2.7 | 1.52 | 0 | 4.1 | Sqm
| For water tank | 1 | x | 1 | 1.4 | 1.4 | 0 | 1.96 | Sqm
[9 empty] | Sqm | 1052.82 | 1Sqm | 0
16 | ~do~ for Roof slab 25mm thick etc., complete
Qty.p.62 of M.B.No.269/A/ZP/19
| 50mm thick | 1 | x | 5 | 1.52 | 0.23 | 0 | 1.75 | Sqm
|  | 1 | x | 4 | 1.83 | 0.23 | 0 | 1.68 | Sqm
Qty.p.67 of M.B.No.269/A/ZP/19
| 50mm thick | 1 | x | 8 | 1.52 | 0.23 | 0 | 2.8 | Sqm
Qty.p.95 of M.B.No.269/A/ZP/19
| Ramp slope | 1 | x | 1 | 2.7 | 1.52 | 0 | 4.1 | Sqm
| For water tank | 1 | x | 1 | 1.4 | 1.4 | 0 | 1.96 | Sqm
[9 empty] | Sqm | 678.66 | 1Sqm | 0
14 | ~do~ for lintels etc., complete
Qty.p.68 of M.B.No.269/A/ZP/19
| Lintels | 1 | x | 2 | 2.59 | 0.23 | 0.15 | 0.18 | Cum
|  | 1 | x | 2 | 2.78 | 0.23 | 0.15 | 0.19 | Cum
|  | 1 | x | 1 | 4.99 | 0.23 | 0.15 | 0.17 | Cum
|  | 1 | x | 1 | 2.72 | 0.23 | 0.15 | 0.09 | Cum
[9 empty] | Cum | 14358.37 | 1Cum | 0
15 | ~do~ for sunshades etc., complete
Qty.p.69 of M.B.No.269/A/ZP/19
|  | 1 | x | 6 | 1.82 | 0 | 0 | 10.92 | Rm
[9 empty] | Rm | 1120.13 | 1Rm | 0
3 | Providing impervious coat to exposed RCC Roof Slab surface with CM (1:3) 12mm thick with 1Kg of water proof compound per bag of Cement laid over roof when it is green including c/c of all materials and labour charges for mixing mortar, laying, rendering smooth and thread lining of wall & slab etc complete for finished item of work (APSS 901,903)
Qty.p.12 of M.B.No.482/A/ZP/19
| Head room slab | 1 | x | 1 | 4.35 | 4.2 | 0 | 18.27 | Sqm
[9 empty] | Sqm | 436.53 | 1Sqm | 0
13 | Providing impervious coat to exposed RCC Roof Slab surface with CM (1:3) 20mm thick with 1Kg of water proof compound per bag of Cement laid over roof when it is green including c/c of all materials and labour charges for mixing mortar, laying, rendering smooth and thread lining of wall & slab etc complete for finished item of work (APSS 901,903)
Qty.p. of M.B.No.269/A/ZP/19
|  | 1 | x | 1 | 10.45 | 12 | 0 | 125.4 | Sqm
|  | 1 | x | 1 | 3.52 | 0.92 | 0 | 3.24 | Sqm
[9 empty] | Sqm | 501.99 | 1Sqm | 0
15 | Brick Masonary for Superstructure with CM (1:8) proportion using 2nd class traditional bricks of size 23X11X7 cms having minimum crushing strength of 40kg/cm2 including c/c of all materials like Cement, Sand, Bricks, water etc including labour charges such as mixing cement mortar, Scaffolding charges etc complete for finished item of work (APSS No 501 & 504)
Qty.p.12 of M.B.No.269/A/ZP/19
| Long walls A1 to E1 | 1 | x | 1 | 12.73 | 0.45 | 1.3 | 7.45 | Cum
| Long walls A2 to E3 | 1 | x | 1 | 12.73 | 0.45 | 1.3 | 7.45 | Cum
| Short walls E1 to E3 | 1 | x | 1 | 8.38 | 0.45 | 1.3 | 4.9 | Cum
| Short walls A1 to A3 | 1 | x | 1 | 8.38 | 0.45 | 1.3 | 4.9 | Cum
| Deduct columns | 1 | x | 8 | 0.23 | 0.38 | 1.3 | -0.91 | Cum
Qty.p.98 of M.B.No.269/A/ZP/19
| Front projection L/W | 1 | x | 1 | 5.45 | 0.23 | 1.05 | 1.32 | Cum
| Front projection S/W | 1 | x | 1 | 2.17 | 0.23 | 1.05 | 0.52 | Cum
|  | 1 | x | 1 | 2.17 | 0.23 | 1.05 | 0.52 | Cum
| Ramp | 1 | x | 1 | 4 | 0.23 | 0.725 | 0.67 | Cum
| Steps bottom | 1 | x | 1 | 5.45 | 0.9 | 0.35 | 1.72 | Cum
| 1st step | 1 | x | 1 | 5.45 | 0.6 | 0.15 | 0.49 | Cum
| 2nd step | 1 | x | 1 | 5.45 | 0.3 | 0.15 | 0.25 | Cum
[9 empty] | Cum | 8851.73 | 1Cum | 0
4 | Brick Masonary for Superstructure with CM (1:6) proportion using 2nd class traditional bricks of size 23X11X7 cms having minimum crushing strength of 40kg/cm2 including c/c of all materials like Cement, Sand, Bricks, water etc including labour charges such as mixing cement mortar, Scaffolding charges etc complete for finished item of work (APSS No 501 & 504)
Qty.p.2 of M.B.No.482/A/ZP/19
| Alround | 1 | x | 1 | 12.68 | 0.23 | 2.4 | 7 | Cum
| Deduct for columns | 1 | x | 4 | 0.38 | 0.23 | 2.4 | -0.84 | Cum
| Deduct for door | 1 | x | 1 | 1.2 | 0.23 | 2.4 | -0.66 | Cum
Qty.p.95 of M.B.No.482/A/ZP/19
| water tank | 1 | x | 1 | 7.2 | 0.115 | 1.8 | 1.49 | Cum
[9 empty] | Cum | 8909.25 | 1Cum | 0
5 | Reinforced Brick Masonry for partition walls (11.0 cm thick) in CM (1:6) prop. (Cement : Sand) using common burnt clay bricks of class as per Table- I of IS:1077-1992, Non- Modular or traditional size 23 x 11 x 7 cms from approved source having minimum crushing strength of 40 Kg/Sq.cm and placing 2 Nos. of 6mm M.S plain rods in every third layer with free ends of the reinforcement pegged into mortar joints of main brick walls where applicable including cost and conveyance of all materials and all operational, incidental charges such as labour charges for mixing cement mortar, scaffolding charges, lift charges,and all labour charges etc., but excluding cost of steel and its fabrication charges complete for finished item of work.
Qty.p.3 of M.B.No.482/A/ZP/19
| Parapet wall alround | 1 | x | 1 | 41.75 | 0 | 0.75 | 31.31 | Sqm
[9 empty] | Sqm | 1066.07 | 1Sqm | 0
20 | Masonry work in CM (1:8) prop with Flyash Cement solid blocks of size 290 x 150 x 140 mm for manufacturing of flyash solid blocks using flyash of 80 kgs, cement of 15 kgs. Gypsum of 5 kgs. and stone dust including cost and conveyance of all materials, labour charges, seiniorage charges, scaffolding and curing etc., cpomplete with a compresive streangth not lessthan 50 kg/sqm for walls for Superstructure Walls.
Qty.p.91 of M.B.No.269/A/ZP/19
| Plantation walls | 1 | x | 2 | 0.75 | 0.15 | 1.05 | 0.24 | Cum
|  | 1 | x | 1 | 1.2 | 0.15 | 0.75 | 0.14 | Cum
|  | 1 | x | 0.5 | 2.7 | 0.15 | 1.8 | 0.36 | Cum
|  | 1 | x | 1 | 1 | 0.15 | 1.4 | 0.21 | Cum
|  | 1 | x | 1 | 1.73 | 0.15 | 1.8 | 0.47 | Cum
|  | 1 | x | 1 | 2.65 | 0.15 | 1.2 | 0.48 | Cum
|  | 1 | x | 1 | 2.85 | 0.15 | 1.2 | 0.51 | Cum
[9 empty] | Cum | 7453.36 | 1Cum | 0
21 | Ceiling Plastering to Ceiling in CM (1:3) 12mm thick with dubara sponge finishing including c/c of all materials including labour charges such as mixing cement mortar and curing etc complete for finished item of work (APSS 901 & 903)
Qty.p.9 of M.B.No.109/A/ZP/20
| Landing side | 1 | x | 1 | 2.96 | 0.86 | 0 | 2.55 | Sqm
| Beam sides | 1 | x | 2 | 2.7 | 0 | 0.3 | 1.62 | Sqm
| Ceiling | 1 | x | 1 | 3.37 | 2.69 | 0 | 9.07 | Sqm
| Slab projection | 1 | x | 1 | 0.75 | 3.24 | 0 | 2.43 | Sqm
| Beam sides | 1 | x | 2 | 0.78 | 0 | 0.3 | 0.47 | Sqm
| Projection right and left | 1 | x | 2 | 4.6 | 0.88 | 0 | 8.1 | Sqm
[9 empty] | Sqm | 462.35 | 1Sqm | 0
19 | Plastering in CM (1:5) 12mm thick single coat including c/c of all materials and labour charges such as mixing cement mortar etc and curing etc complete for finished item of work (APSS 901, 903 & 904)
Qty.p. 77 of M.B.No.269/A/ZP/19
|  | 1 | x | 1 | 30.18 | 0 | 3.46 | 104.42 | Sqm
|  | 1 | x | 2 | 14.6 | 0 | 3.46 | 101.03 | Sqm
|  | 1 | x | 1 | 14.6 | 0 | 3.46 | 50.52 | Sqm
|  | 2 | x | 2 | 5.73 | 0 | 0.38 | 8.71 | Sqm
|  | 2 | x | 2 | 0.84 | 0 | 0.3 | 1.01 | Sqm
|  | 2 | x | 2 | 1.77 | 0 | 0.3 | 2.12 | Sqm
|  | 1 | x | 2 | 10.45 | 0 | 0.3 | 6.27 | Sqm
|  | 1 | x | 11 | 1.2 | 0 | 1.2 | -15.84 | Sqm
|  | 1 | x | 0.2 | 1.2 | 0 | 2.1 | -0.5 | Sqm
|  | 1 | x | 0.2 | 1.05 | 0 | 2.1 | -0.44 | Sqm
|  | 1 | x | 11 | 0.45 | 0 | 0.3 | -1.49 | Sqm
|  | 1 | x | 1 | 0.6 | 0 | 0.3 | -0.18 | Sqm
|  | 1 | x | 1 | 10.45 | 0 | 1.94 | 20.27 | Sqm
|  | 2 | x | 2 | 10.65 | 0 | 1.94 | 82.64 | Sqm
|  | 1 | x | 2 | 3.4 | 0 | 2.63 | 17.88 | Sqm
|  | 1 | x | 1 | 3.62 | 0 | 0.9 | 3.26 | Sqm
|  | 1 | x | 0.5 | 3.44 | 0 | 0.89 | 1.53 | Sqm
|  | 1 | x | 1 | 1.9 | 0 | 1.78 | 3.38 | Sqm
|  | 2 | x | 0.5 | 1.18 | 0 | 1.2 | 1.42 | Sqm
|  | 2 | x | 0.5 | 1.13 | 0 | 1.16 | 1.31 | Sqm
|  | 1 | x | 2 | 3.6 | 1.13 | 0 | 8.14 | Sqm
|  | 2 | x | 0.5 | 0.96 | 1 | 0 | 0.96 | Sqm
|  | 1 | x | 2 | 1.33 | 2.1 | 0 | 5.59 | Sqm
|  | 4 | x | 3.14 | 0.23 | 0 | 3.17 | 9.16 | Sqm
|  | 1 | x | 2 | 1.47 | 0 | 0.9 | 2.65 | Sqm
|  | 1 | x | 10 | 1.2 | 0 | 0.9 | 10.8 | Sqm
|  | 1 | x | 2 | 0.92 | 0 | 0.9 | 1.66 | Sqm
|  | 1 | x | 11 | 5.2 | 0.1 | 0 | 5.72 | Sqm
|  | 1 | x | 11 | 1.5 | 0.038 | 0 | 0.63 | Sqm
|  | 1 | x | 1 | 1.8 | 0.038 | 0 | 0.07 | Sqm
|  | 1 | x | 9 | 2.85 | 0.032 | 0 | 0.82 | Sqm
|  | 1 | x | 1 | 39.25 | 0.07 | 0 | 2.75 | Sqm
Qty.p.57 of M.B.No.269/A/ZP/19
|  | 1 | x | 2 | 3.77 | 0 | 0.64 | 4.83 | Sqm
|  | 1 | x | 1 | 3.66 | 0 | 1.74 | 6.37 | Sqm
|  | 1 | x | 6 | 0.43 | 0 | 0.87 | 2.24 | Sqm
|  | 1 | x | 4 | 0.43 | 0 | 0.94 | 1.62 | Sqm
[9 empty] | Sqm | 374.88 | 1Sqm | 0
16 | Plastering in CM (1:5) 20mm thick single coat including c/c of all materials including all operational, incidental and labour charges such as mixing cement mortar and curing etc complete for finished item of work (APSS 901, 903 & 904)
Qty.p. 47 of M.B.No.269/A/ZP/19
| Alround building | 1 | x | 1 | 40.82 | 0 | 3.8 | 155.12 | Sqm
[9 empty] | Sqm | 389.27 | 1Sqm | 0
6 | Plastering to brick masonary wall with 12mm thick double coat in CM (1:5) 8 mm thick base coat and CM (1:3) of 4mm thick top coat with dubara sponge finish including c/c of all materials including all operational, incidental and labour charges such as mixing cement mortar and curing etc complete for finished item of work (APSS 901, 903 & 904)
Qty.p.95 of M.B.No.482/A/ZP/20
|  | 1 | x | 1 | 7.2 | 0 | 1.8 | 12.96 | Sqm
|  | 1 | x | 1 | 7.2 | 0 | 2 | 14.4 | Sqm
|  | 1 | x | 1 | 1.8 | 1.8 | 0 | 3.24 | Sqm
[9 empty] | Sqm | 526.09 | 1Sqm | 0
23 | Plastering to brick masonary wall with 20mm thick double coat in CM (1:6) 16 mm thick base coat and CM (1:4) of 4mm thick top coat with dubara sponge finish including c/c of all materials including all operational, incidental and labour charges such as mixing cement mortar and curing etc complete for finished item of work (APSS 901, 903 & 904)
Qty.p.33 of M.B.No.109/A/ZP/20
|  | 1 | x | 2 | 3.24 | 0 | 2.4 | 15.55 | Sqm
|  | 1 | x | 2 | 4.69 | 0 | 2.4 | 22.51 | Sqm
| Parapet wall | 1 | x | 1 | 38.71 | 0 | 1.92 | 74.32 | Sqm
| Deduct door | 1 | x | 1 | 1.05 | 0 | 2.1 | -2.21 | Sqm
| Deduct windows | 1 | x | 1 | 1.53 | 0 | 1.28 | -1.96 | Sqm
[9 empty] | Sqm | 537.32 | 1Sqm | 0
13 | Plain Cement Concrete M30 Nominal mix (Cement: Sand: Metal) corresponding Table 9 of IS 456 using 20mm size graded machine crushed hard granite metal from approved quarry including c/c of all materials like Cement, Sand, coarse aggregate, water etc to site, all marerials including labour charges such as machine mixing, laying concrete, curing etc complete but excluding cost of steel and its fabrication charges for finished item of work for Steps
Qty.P.No. 18 of M.B.No.233-B/2016-17
|  | 11 | x | 0.5 | 1.8 | 0.3 | 0.15 | 0.45 | Cum
Qty.P.No. 23 of M.B.No.233-B/2016-17
|  | 11 | x | 0.5 | 1.8 | 0.3 | 0.15 | 0.45 | Cum
[9 empty] | Cum | 6970.28 | 1Cum | 0
24 | Flooring with Porcelain Vitrified tiles stain free double charged of 1st quality and of size not less than 600X600X8mm thickness glossy finish premium colours, set over base coat of CM (1:8), 12mm thick over already laid CC bed / RCC Roof slab, including neat Cement slurry of honey like consistency spread @ 3.30 Kgs per Sqm & jointed with neat white Cement paste to full depth mixed with pigment of matching shade including c/c of all materials like Cement, Sand and Water and tiles etc complete including labour charges etc complete for finished item of work
Qty.p.10 of M.B.No.174/B/ZP/16
| Hall | 1 | x | 1 | 8.51 | 4.96 | 0 | 42.21 | Sqm
| Agri cum aqua store | 1 | x | 1 | 2.8 | 3.24 | 0 | 9.07 | Sqm
| Secretary room | 1 | x | 1 | 2.74 | 3.26 | 0 | 8.93 | Sqm
| Godown | 1 | x | 1 | 8.35 | 3.2 | 0 | 26.72 | Sqm
| Below staircase | 1 | x | 1 | 3.4 | 2.7 | 0 | 9.18 | Sqm
| Deduct | 1 | x | 2 | 0.3 | 1.3 | 0 | -0.78 | Sqm
[9 empty] | Sqm | 1330.7 | 1Sqm | 0
25 | Providing Skirting to internal walls to 15cm height / risers of steps with Porcelain Vitrified tiles length equal to flooring stones, set over base coat of CM (1:5) 12mm thick with Cement slurry of honey like consistency spread @ 3.30 Kgs per Sqm & jointed with white Cement paste mixed with pigment of matching shade to full depth, including c/c of materials like Cement, Sand and Water and tiles etc complete for finished item of work
Qty.p.11 of M.B.No.174/B/ZP/16
| Hall | 1 | x | 1 | 26.94 | 0 | 0.1 | 2.69 | Sqm
| Agri cum aqua store | 1 | x | 1 | 12.08 | 0 | 0.1 | 1.21 | Sqm
| Secretary room | 1 | x | 1 | 12 | 0 | 0.1 | 1.2 | Sqm
| Godown | 1 | x | 1 | 23.1 | 0 | 0.1 | 2.31 | Sqm
| Below staircase | 1 | x | 1 | 6.32 | 0 | 0.1 | 0.63 | Sqm
[9 empty] | Sqm | 1325.83 | 1Sqm | 0
23 | Flooring with high polished granite 16 to 18 mm mm thick slabs other than black set over base coat of cement mortar (1:8), 20 mm thick over CC bed already laid or RCC roof slab, including neat cement slurry of honey like consistency spread @ 3.3.kgs per sqm & jointed neatly with white cement paste mixed with pigment of matching shade to full depth, including cost of all materials like cement, sand water and tilesetc., complete, including seigniorage charges, labour charges for dressing of tilesetc., complete for finished item of work, but excluding the cost of conveyance of all materials
Qty.p.51 of M.B.No.269/A/ZP/19
|  | 1 | x | 2 | 3.1 | 1.08 | 0 | 6.7 | Sqm
|  | 1 | x | 1 | 3.69 | 2 | 0 | 7.38 | Sqm
|  | 4 | x | 0.785 | 0.23 | 0.23 | 0 | -0.17 | Sqm
|  | 1 | x | 3 | 3.69 | 0.3 | 0 | 3.32 | Sqm
|  | 1 | x | 1 | 3.69 | 0 | 0.1 | 0.37 | Sqm
|  | 1 | x | 2 | 3.69 | 0 | 0.125 | 0.92 | Sqm
|  | 1 | x | 1 | 3.69 | 0 | 0.3 | 1.11 | Sqm
[9 empty] | Sqm | 3354.14 | 1Sqm | 0
24 | Providing skirting to internal walls to 15 cm height/risers of steps with 16-18 mm thick polished granite tiles length equal to flooring stones, set over base coat of CM (1:3) 12 mm thick with cement slurry of honey like consistency spread at the rate of 3.30 kgs per sqm and jointed with white cement paste mixed with pigment of matching shade to full depth, including cost of all materials like tiles, cement, sand and water etc., complete including seigniorage charges, etc., complete for finished item of work
Qty.p.52 of M.B.No.269/A/ZP/19
| Front entrane | 1 | x | 1 | 6 | 0 | 0.15 | 0.9 | Sqm
|  | 1 | x | 1 | 6 | 0 | 0.15 | 0.9 | Sqm
|  | 1 | x | 1 | 6 | 0 | 0.15 | 0.9 | Sqm
| GF 1st flight raisers | 1 | x | 11 | 1.35 | 0 | 0.15 | 2.23 | Sqm
| 2nd flight raisers | 1 | x | 11 | 1.35 | 0 | 0.15 | 2.23 | Sqm
[9 empty] | Sqm | 3073.05 | 1Sqm | 0
26 | Flooring with chequrred terrazzo tiles of 22 mm thick (medium shade) set over base coat of cement mortar (1:6) 12 mm thick over CC bed already laid or RCC roof slab, including near cement slurry of honey like consistency spread @ 3.3.kgs per sqm & jointed with neat cement to full depth mixed with pigment of matching shade including cost of all materials like cement, sand water and tiles etc., complete, including seigniorage charges, complete for finished item of work,
Qty.p.13 of M.B.No.174/B/ZP/16
| Verandah | 1 | x | 1 | 9.87 | 1.83 | 0 | 18.06 | Sqm
| Ramp | 1 | x | 1 | 2.83 | 1.55 | 0 | 4.39 | Sqm
|  | 1 | x | 1 | 2.65 | 0.53 | 0 | 1.4 | Sqm
|  | 1 | x | 1 | 2.65 | 0.9 | 0 | 2.39 | Sqm
| Landing | 1 | x | 2 | 2.65 | 1.1 | 0 | 5.83 | Sqm
|  | 1 | x | 1 | 1.3 | 0.56 | 0 | 0.73 | Sqm
|  | 1 | x | 1 | 2.8 | 0.53 | 0 | 1.48 | Sqm
|  | 1 | x | 1 | 2.8 | 0.9 | 0 | 2.52 | Sqm
| Entrance steps treads | 1 | x | 4 | 2.72 | 0.38 | 0 | 4.13 | Sqm
| Steps godown | 1 | x | 4 | 2.5 | 0.38 | 0 | 3.8 | Sqm
| Staircase steps | 1 | x | 21 | 1.28 | 0.3 | 0 | 8.06 | Sqm
[9 empty] | Sqm | 826.62 | 1Sqm | 0
27 | Providing skirting to internal walls to 15 cm height/risers of steps with chequrred terrazzo tiles length equal to flooring stones, set over base coat of CM (1:5) 12 mm thick with cement slurry of honey like consistency spread at the rate of 3.30 kgs per sqm and jointed with white cement paste mixed with pigment of matching shade to full depth, including cost of all materials like tiles, cement, sand and water etc., complete including seigniorage charges, etc., complete for finished item of work,
Qty.p.14 of M.B.No.174/B/ZP/16
| Landing | 1 | x | 2 | 5.25 | 0 | 0.1 | 1.05 | Sqm
| Verandah | 1 | x | 1 | 9.87 | 0 | 0.1 | 0.99 | Sqm
| Entrance steps risers | 1 | x | 5 | 2.72 | 0 | 0.17 | 2.31 | Sqm
| Godown steps risers | 1 | x | 5 | 2.5 | 0 | 0.17 | 2.13 | Sqm
| Staircase steps | 1 | x | 22 | 1.28 | 0 | 0.15 | 4.22 | Sqm
| Waiting room | 1 | x | 1 | 10.53 | 0 | 0.1 | 1.05 | Sqm
[9 empty] | Sqm | 853.85 | 1Sqm | 0
19 | Flooring with Ceramic non skid tiles of not less than 7-8mm thick 1st quality laid over floor bed / VRCC slab set over base coat of CM (1:8), 12mm thick and neat grey Cement slurry of honey like consistency spread @ 3.30 Kgs per Sqm & jointed with neat white Cement paste to full depth mixed with pigment of matching shade including c/c of all materials to site including cost of mixing of mortar and watering and levelling to proper slope and curing including all labour charges etc for finished item of work
Qty.p. 72 of M.B.No.269/A/ZP/19
|  | 1 | x | 1 | 9.86 | 1.15 | 0 | 11.34 | Sqm
|  | 1 | x | 1 | 3.1 | 0.4 | 0 | 1.24 | Sqm
|  | 1 | x | 1 | 3.1 | 1.18 | 0 | 3.66 | Sqm
|  | 1 | x | 1 | 3.15 | 0.4 | 0 | 1.26 | Sqm
|  | 1 | x | 1 | 3.15 | 1.2 | 0 | 3.78 | Sqm
|  | 1 | x | 1 | 3.6 | 0.9 | 0 | 3.24 | Sqm
|  | 1 | x | 1 | 3.6 | 0.3 | 0 | 1.08 | Sqm
|  | 1 | x | 1 | 3.6 | 0.38 | 0 | 1.37 | Sqm
|  | 1 | x | 1 | 3.6 | 0.41 | 0 | 1.48 | Sqm
|  | 1 | x | 1 | 3.6 | 0.37 | 0 | 1.33 | Sqm
[9 empty] | Sqm | 930.6 | 1Sqm | 0
20 | Providing Daddooing to walls with 5 to 7mm thick Glazed Ceramic wall tiles of 1st quality of 6mm thick set over base coat of CM (1:3) 12mm thick with Cement slurry of honey like consistency spread @ 3.30 Kgs per Sqm & jointed with neat white Cement paste to full depth mixed with pigment of matching shade including c/c of all materials to site, cost of all materials like tiles, Cement, sand and water etc complete for finished item of work
Qty.P.No. 73 of M.B.No.269/A/ZP/19
|  | 1 | x | 1 | 8.63 | 0 | 0.1 | 0.86 | Sqm
|  | 1 | x | 4 | 3.6 | 0 | 0.18 | 2.59 | Sqm
[9 empty] | Sqm | 519.88 | 1Sqm | 0
27 | Flooring with pressed clay flooring tiles, set over base coat of cement mortar (1:8) 12 mm thick over CC bed already laid or RCC roof slab, including neat cement slurry of honey like consistency spread @ 3.3.kgs per sqm & jointed neatly with cement mixed with pigment of matching shade to full depth, including cost of all materials like cement, sand water and tiles etc., complete, for finished item of work,
Qty.P.No. 53 of M.B.No.269/A/ZP/19
| Roofing tiles | 2 | x | 0.5 | 0.96 | 1 | 0 | 0.96 | Sqm
|  | 1 | x | 2 | 3.6 | 1.13 | 0 | 8.14 | Sqm
|  | 1 | x | 2 | 1.96 | 1 | 0 | 3.92 | Sqm
|  | 1 | x | 2 | 1.33 | 1.1 | 0 | 2.93 | Sqm
[9 empty] | Sqm | 1475.04 | 1Sqm | 0
26 | White washing one coat with whiting of approved quality to give an even shade after thoroughly brushing the surface to remove all dirt and remains of loose powdered materials including cost of all materials, labour charges and incidental such as scaffolding, lift charges etc., complete for finished item of wor
Qty.p.17 of M.B.No.269/A/ZP/19
| Hall | 1 | x | 1 | 8.5 | 4.95 | 0 | 42.08 | Sqm
| Front projection | 1 | x | 1 | 5.5 | 2.4 | 0 | 13.2 | Sqm
| Room-1 | 1 | x | 1 | 3.15 | 2.85 | 0 | 8.98 | Sqm
| Room-2 | 1 | x | 1 | 3.15 | 2.75 | 0 | 8.66 | Sqm
| Godown | 1 | x | 1 | 8.35 | 3.35 | 0 | 27.97 | Sqm
| Bottom of sunshades in Hall | 1 | x | 1 | 2.5 | 0.5 | 0 | 1.25 | Sqm
|  | 1 | x | 1 | 2.5 | 0.5 | 0 | 1.25 | Sqm
|  | 1 | x | 1 | 2.5 | 0.5 | 0 | 1.25 | Sqm
| Room-1 | 1 | x | 1 | 2.5 | 0.5 | 0 | 1.25 | Sqm
| Room-2 | 1 | x | 1 | 2.5 | 0.5 | 0 | 1.25 | Sqm
| Bottom of slab projection | 1 | x | 1 | 8.9 | 0.9 | 0 | 8.01 | Sqm
| Bottom of first flight | 1 | x | 1 | 2.9 | 1.3 | 0 | 3.77 | Sqm
| 2nd flight | 1 | x | 1 | 2.9 | 1.3 | 0 | 3.77 | Sqm
Qty.p.21 of M.B.No.269/A/ZP/19
| Hall alround | 1 | x | 1 | 27.04 | 0 | 3.2 | 86.53 | Sqm
| Room-1 | 1 | x | 1 | 12.18 | 0 | 3.2 | 38.98 | Sqm
| Room-2 | 1 | x | 1 | 12.1 | 0 | 3.2 | 38.72 | Sqm
| Godown 3 sides | 1 | x | 1 | 20.08 | 0 | 3.2 | 64.26 | Sqm
| Inside projection front side | 1 | x | 1 | 12.6 | 0 | 0.75 | 9.45 | Sqm
| Staircase inside | 1 | x | 1 | 3.27 | 0 | 3.2 | 10.46 | Sqm
|  | 1 | x | 1 | 3.27 | 0 | 3.2 | 10.46 | Sqm
| Upto landing | 1 | x | 1 | 2.68 | 0 | 1.2 | 3.22 | Sqm
| Deduct door | 1 | x | 2 | 1.2 | 0 | 2.1 | -5.04 | Sqm
| Deduct window | 1 | x | 5 | 1.5 | 0 | 1.35 | -10.13 | Sqm
| Deduct ventilator | 1 | x | 10 | 0.6 | 0 | 0.3 | -1.8 | Sqm
| Deduct Main door | 1 | x | 1 | 1.2 | 0 | 2.1 | -2.52 | Sqm
Qty.p.23 of M.B.No.269/A/ZP/19
| South side | 1 | x | 1 | 12.53 | 0 | 3.6 | 45.11 | Sqm
| East side | 1 | x | 1 | 8.85 | 0 | 3.6 | 31.86 | Sqm
| North side | 1 | x | 1 | 6.25 | 0 | 3.6 | 22.5 | Sqm
| West side | 1 | x | 1 | 5.45 | 0 | 3.2 | 17.44 | Sqm
[9 empty] | Sqm | 28.94 | 1Sqm | 0
7 | Providing and applying Wall putty of White Cement or Polymer or Cement based of average 1 to 2 mm thickness over plastered surface to prepare the surface even and smooth after thoroughly brushing the surface to remove all dirt and remains of loose powdered materials, applying emery paper, Sand the surface, clean & wipe off loose dust, applying knifing paste filler by putty knife / muslin pad, air dry for 2 - 3 hrs, sand with 180 and 320 No., emery paper for the surface preparation including cost and conveyance of all materials and all operational, incidental and all labour charges etc., complete for finished item of work in all floors for internal walls
Qty.p.48 of M.B.No.482/A/ZP/20
| Staircase room inside | 1 | x | 1 | 3.3 | 0 | 3.15 | 10.4 | Sqm
|  | 1 | x | 1 | 3.3 | 0 | 3.15 | 10.4 | Sqm
|  | 1 | x | 1 | 3.2 | 0 | 2.75 | 8.8 | Sqm
|  | 1 | x | 1 | 3.2 | 0 | 2.75 | 8.8 | Sqm
| Top Inside | 1 | x | 1 | 3.3 | 0 | 2.7 | 8.91 | Sqm
|  | 1 | x | 1 | 3.3 | 0 | 2.7 | 8.91 | Sqm
|  | 1 | x | 1 | 3.2 | 0 | 2.7 | 8.64 | Sqm
| Deduct doors | 1 | x | 1 | 1.2 | 0 | 2.1 | -2.52 | Sqm
| Inside parapet alround | 1 | x | 1 | 42 | 0 | 0.8 | 33.6 | Sqm
| Front Projection alround | 1 | x | 1 | 14.8 | 0 | 0.8 | 11.84 | Sqm
| Back | 1 | x | 1 | 10.3 | 0 | 0.8 | 8.24 | Sqm
| Parapet wall | 1 | x | 1 | 22.7 | 0 | 0.8 | 18.16 | Sqm
[9 empty] | Sqm | 211.61 | 1Sqm | 0
8 | Painting to new walls with 2 coats of acrylic Emulsion paint Asian or equivalent and shade over Priming coat with Cement primer water base interior Gr-1 Asian or equivalent on new plastered surface after throughly brushing the surace remove all dirt and remains of loose powdered materials including cost and conveyance of all materials to worksite and all oparational, incidental, labour charges etc complete for finished item of work as per SS 911 for internal walls
Qty.p.55 of M.B.No.482/A/ZP/20
| Staircase room inside | 1 | x | 1 | 3.3 | 0 | 3.15 | 10.4 | Sqm
|  | 1 | x | 1 | 3.3 | 0 | 3.15 | 10.4 | Sqm
|  | 1 | x | 1 | 3.2 | 0 | 3.15 | 10.08 | Sqm
|  | 1 | x | 1 | 3.2 | 0 | 3.15 | 10.08 | Sqm
| Top Inside | 1 | x | 1 | 3.3 | 0 | 2.7 | 8.91 | Sqm
|  | 1 | x | 1 | 3.3 | 0 | 2.7 | 8.91 | Sqm
|  | 1 | x | 1 | 3.2 | 0 | 2.7 | 8.64 | Sqm
| Deduct doors | 1 | x | 1 | 1.2 | 0 | 2.1 | -2.52 | Sqm
| Inside parapet alround | 1 | x | 1 | 42 | 0 | 0.8 | 33.6 | Sqm
[9 empty] | Sqm | 216.27 | 1Sqm | 0
9 | Painting to new walls with 2 coats of acrylic Emulsion paint Asian or equivalent and shade over Priming coat with Cement primer water base interior Gr-1 Asian or equivalent on new plastered surface after throughly brushing the surace remove all dirt and remains of loose powdered materials including cost and conveyance of all materials to worksite and all oparational, incidental, labour charges etc complete for finished item of work as per SS 911 for external walls
Qty.p.57 of M.B.No.482/A/ZP/20
| Parapet wall | 1 | x | 1 | 22.7 | 0 | 1.3 | 29.51 | Sqm
|  | 1 | x | 1 | 1.1 | 0 | 7.95 | 8.75 | Sqm
|  | 1 | x | 1 | 14.8 | 0 | 1.3 | 19.24 | Sqm
|  | 1 | x | 1 | 10.3 | 0 | 1.3 | 13.39 | Sqm
|  | 1 | x | 1 | 3.25 | 0 | 7.65 | 24.86 | Sqm
| Staircase external | 1 | x | 1 | 1 | 0 | 9.5 | 9.5 | Sqm
|  | 1 | x | 1 | 3.3 | 0 | 9.5 | 31.35 | Sqm
[9 empty] | Sqm | 297.76 | 1Sqm | 0
10 | Supplying, fitting & placing HYSD bar reinforcement in foundation complete including labour charges for cutting, bending to required sizes and shapes, placing in position and tying with binding wire, forming grills for reinforcement work including c/c of steel bars below 36mm dia including overlaps and wastage, where they are not welded
| Qty.p.98 of M.B.No.220/A/ZP/19 | Columns | [5 empty] | 189.07 | Kgs
| Qty.p.5 of M.B.No.482/A/ZP/19 | Beam and slab | [5 empty] | 317.49 | Kgs
[8 empty] | 506.56 | Kgs
[7 empty] | Or |  | MT | 89328.66 | 1MT | 0
DOOR AND WINDOWS
9 | Supplying and fixing of Door of size 1.20X2.10M with two panels Frame made with sald wood fixing with Z hold fast including c/c of all materials and furniture fittings etc complete as per specification (APSS No 1001 & 1002) Door Frame only
| Frames only |  | x | 1 | 0 | 0 | 0 | 0 | No
[8 empty] | 0 | No | 4429.4 | 1No | 0
9 | Supplying and fixing of Door of size 1.20X2.10M with two panels of Shutter made with Sal wood including brass tower bolts, handle and butt hinges with all furniture fittings including c/c of all materials and furniture fittings etc complete as per specification (APSS No 1001 & 1002) Door Shutters
| Shutter only | 1 | x | 1 | 0 | 0 | 0 | 1 | No
[9 empty] | No | 9898.63 | 1No | 0
10 | Supplying and fixing of Door of size 0.75X2.10M with two panels Frame made with sald wood fixing with Z hold fast including c/c of all materials and furniture fittings etc complete as per specification (APSS No 1001 & 1002) Door Frame only
| Frame only | 1 | x | 3 | 0 | 0 | 0 | 3 | No
[9 empty] | No | 3451.44 | 1No | 0
11 | Supplying and fixing of Door of size 0.75X2.10M with two panels Shutter made with Sal wood including tower bolts, handle and butt hinges with all furniture fittings including c/c of all materials and furniture fittings etc complete as per specification (APSS No 1001 & 1002) Door Frame and Shutters
| Shutter only | 1 | x | 3 | 0 | 0 | 0 | 3 | No
[9 empty] | No | 8608.7 | 1No | 0
11 | Supply and fixing of sal wood window three shutter of size 1.50 x 1.35 mt with frame made of sal wood and fixing MS Grills into frames for safety with necessary fittings etc., complete. For frame only
| Frames only |  | x | 5 | 0 | 0 | 0 | 0 | No
[8 empty] | 0 | No | 4619.67 | 1No | 0
7 | Supply and fixing of sal wood window three shutter of size 1.50 x 1.35 mts shutter made with Sal wood including fixers of Aluminum tower bolt, butt hinges No's, Al handles, window stoppers and MS Z hold fasts with necessary fittings etc., complete.
| Shutter only | 1 | x | 3 | 0 | 0 | 0 | 3 | No
[9 empty] | No | 8877.39 | 1No | 0 |  |  | 40165
14 | Supply and fixing of sal wood window three shutter of size 0.90 x 1.35 mt with frame made of sal wood and fixing MS Grills into frames for safety with necessary fittings etc., complete. For frame only
| Frames only |  | x | 3 | 0 | 0 | 0 | 0 | No
[8 empty] | 0 | No | 3605.21 | 1No | 0
13 | Supply and fixing of sal wood window three shutter of size 0.90 x 1.35 mts shutter made with Sal wood including fixers of Aluminum tower bolt, butt hinges No's, Al handles, window stoppers and MS Z hold fasts with necessary fittings etc., complete.
| Shutter only | 1 | x | 3 | 0 | 0 | 0 | 3 | No
[9 empty] | No | 6373.08 | 1No | 0
2 | Supplying and fixing of Door of size 1.20X2.10M with single panels of frames made with sal wood and Shutter made with WPC door shutters including MS Z hold fasts , Alluminium tower bolts, handle and butt hinges with all furniture fittings including c/c of all materials and furniture fittings etc complete as per specification (APSS No 1001 & 1002) Door Frame with Shutters
Qty.p.68 of M.B.No.470/A/ZP/19
|  | 1 | x | 2 | 0 | 0 | 0 | 2 | No
[9 empty] | No | 16617.56 | 1No | 0
2 | Supplying and fixing of Door of size 0.90X2.10M with single panels of frames made with teak wood and Shutter made with medium Teak wood including MS Z hold fasts , Alluminium tower bolts, handle and butt hinges with all furniture fittings including c/c of all materials and furniture fittings etc complete as per specification (APSS No 1001 & 1002) Door Frame with Shutters
Qty.p.83 of M.B.No.470/A/ZP/19
| Ground floor | 1 | x | 1 | 0 | 0 | 0 | 1 | No
[9 empty] | No | 17171.32 | 1No | 0
9 | Supplying and fixing of Door of size 0.90X2.10M with single panels of frames made with sal wood and Shutter made with sal wood including MS Z hold fasts , Alluminium tower bolts, handle and butt hinges with all furniture fittings including c/c of all materials and furniture fittings etc complete as per specification (APSS No 1001 & 1002) Door Frame with Shutters
|  | 1 | x | 2 | 0 | 0 | 0 | 2 | No
[9 empty] | No | 11424.71 | 1No | 0
3 | Supplying and fixing of Door of size 0.80X2.10M with single panels of frames made with teak wood and Shutter made with medium Teak wood including MS Z hold fasts , Alluminium tower bolts, handle and butt hinges with all furniture fittings including c/c of all materials and furniture fittings etc complete as per specification (APSS No 1001 & 1002) Door Frame with Shutters
Qty.p.84 of M.B.No.470/A/ZP/19
| Ground floor | 1 | x | 1 | 0 | 0 | 0 | 1 | No
[9 empty] | No | 16269.72 | 1No | 0
16 | Supplying and fixing of Door of size 1.20X2.10M with single panels of frames made with teak wood and Shutter made with medium Teak wood including MS Z hold fasts , Alluminium tower bolts, handle and butt hinges with all furniture fittings including c/c of all materials and furniture fittings etc complete as per specification (APSS No 1001 & 1002) Door Frame with Shutters
|  | 1 | x | 1 | 0 | 0 | 0 | 1 | No
[9 empty] | No | 19258.21 | 1No | 0
46 | Supplying and fixing of Door of size 1.05X2.10M with single panels of frames made with sal wood and Shutter made with Flush door shutters including MS Z hold fasts , Alluminium tower bolts, handle and butt hinges with all furniture fittings including c/c of all materials and furniture fittings etc complete as per specification (APSS No 1001 & 1002) Door Frame with Shutters
Qty.P.No. 62 of M.B.No.269/A/ZP/19
| Ground floor | 1 | x | 2 | 0 | 0 | 0 | 2 | No
Qty.P.No. 81 of M.B.No.269/A/ZP/19
| First floor | 1 | x | 3 | 0 | 0 | 0 | 3 | No
[9 empty] | No | 13013.39 | 1No | 0
18 | Supply and fixing of Wood Polymer Composite(WPC) Door Frame section of 63.5x100 MM .The two Vertical members are to be joined together with the horizontal member using 8x75 MM long MS Star full thread screws to be used with reverse forward speed control hand drilling machine. The ready/assembled door frame is fixed to the wall using hold fast or bolt fasteners. A minimum of 4 No.s of screws to be provided for each vertical member & minimum 2no.s for horizontal member, and fixing 28 -30 MM thick solid Wood Polymer Composite (WPC) double extruded door shutter with 3MM top and bottom rigid layer with an overall density of 750kg/Cum. It will be fixed to the frame using 3 inch /4 inch hinges. A minimum of 4 hinges will be required for fixing the door with the frame 1200 x 2130mm
|  | 1 | x | 1 | 1.2 | 0 | 2.1 | 2.52 | Sqm
|  | 1 | x | 2 | 0.9 | 0 | 2.1 | 3.78 | Sqm
[8 empty] | 6.3 | Sqm | 8363.11 | 1Sqm | 52688
8 | Supply and fixing of Wood Polymer Composite(WPC) fixing 28 -30 MM thick solid Wood Polymer Composite (WPC) double extruded door shutter with 3MM top and bottom rigid layer with an overall density of 750kg/Cum. It will be fixed to the frame using 3 inch /4 inch hinges. A minimum of 4 hinges will be required for fixing the door with the frame 1200 x 2130mm
|  | 1 | x | 4 | 0.9 | 0 | 2.1 | 7.56 | Sqm
| Bath room | 1 | x | 3 | 0.9 | 0 | 2.1 | 5.67 | Sqm
[9 empty] | Sqm | 4452.14 | 1Sqm | 0
2 | Supplying and fixing of Window of size 0.90X1.35M with two panels of Shutter made with Sal wood including, Alluminium tower bolts, handle and butt hinges including c/c of all materials and furniture fittings etc complete etc complete Windows shutter only
| for window shutter only | 1 | x | 7 | 0 | 0 | 0 | 7 | No
[9 empty] | No | 4193.1 | 1No | 0
9 | S&F of Teak wood windows shutter of size 0.90 x 1.50 Mts including alluminium tower bolts, Butt hinges, door handle and plain float glass including all labour charges etc., complete.
|  | 1 | x | 4 | 0 | 0 | 0 | 4 | No
[9 empty] | No | 6107.37 | 1No | 0
10 | S&F of Teak wood windows shutter of size 1.50 x 1.50 Mts including alluminium tower bolts, Butt hinges, door handle and plain float glass including all labour charges etc., complete.
|  | 1 | x | 1 | 0 | 0 | 0 | 1 | No
[9 empty] | No | 8032.44 | 1No | 0
19 | Providing and fixing factory made uPVC white colour sliding glazed windowupto 1.50 m in height dimension comprising of uPVC multi-chamberedframe with in-built roller track and sash extruded profiles duly reinforcedwith 1.60 ± 0.2 mm thick galvanized mild steel section made from rollforming process of required length (shape & size according to uPVCprofile), appropriate dimension of uPVC extruded glazing beads anduPVC extruded interlocks, EPDM gasket, wool pile, zinc alloy (whitepowder coated) touch locks withhook, zinc alloy body with single nylonrollers (weight bearing capacity to be 40 kg), G.I fasteners 100 x 8 mmsize for fixing frame to finished wall and necessary stainless steel screwsetc. Profile of frame & sash shall be mitred cut and fusion welded at allcorners, including drilling of holes for fixing hardware's and drainage ofwater etc. After fixing frame the gap between frame and adjacent finishedwall shall be filled with weather proof silicon sealent over backer rod ofrequired size and of approved quality, all complete as per approved drawing& direction of Engineer-in-Charge inclusive of cost of Single / double glass panes,and silicon sealent Two track two panels sliding window made of (small series) frame 52 x 44 mm &sash 32 x 60 mm both having wall thickness of 1.9 ± 0.2 mm and single glazing bead of appropriate dimension. (Area of window upto 1.75 sqm)
| 3 tier | 1 | x | 5 | 1.5 | 0 | 1.35 | 10.13 | Sqm |  |  |  |  | 5
|  | 1 | x | 3 | 0.9 | 0 | 1.35 | 3.65 | Sqm
[8 empty] | 13.78 | Sqm | 14309.01 | 1Sqm | 197178
Qty.p.11 of M.B.No.190/A/ZP/20
| for windows | 1 | x | 4 | 1.2 | 0 | 1.2 | 5.76 | Sqm
[9 empty] | Sqm | 6698 | 1Sqm | 0
4 | Qty.p.60 of M.B.No.482/A/ZP/20 | ( Single Tracks)
|  | 1 | x | 1 | 1.5 | 0 | 1.35 | 2.03 | Sqm |  |  |  |  | 1
|  | 1 | x | 2 | 0.6 | 0 | 0.45 | 0.54 | Sqm |  |  |  |  | 2
[9 empty] | Sqm | 6456 | 1Sqm | 0
13 | Supplying and fixing of ventilator of size 0.60 x 0.45 Mts including fixing of 8mm dia roads and 4mm plain glass including all labour charges etc., complete
Qty.p.11 of M.B.No.190/A/ZP/20
|  | 1 | x | 1 | 0 | 0 | 0 | 1 | No
[9 empty] | No | 591.9 | 1No | 0
17 | S&F of Cement Jolleys 50mm thick
|  | 1 | x | 9 | 0.6 | 0 | 0.23 | 1.24 | Sqm
[9 empty] | Sqm | 735.8 | 1Sqm | 0
9 | Supplying & fixing of Iron Doors and Windows Grills including labour charges for fabricating steel including cost of welding rods, power charges & fixing the grill in position etc complete
| for windows | 1 | x | 1 | 450 | 0 | 0 | 450 | Kg
[9 empty] | Kg | 116.46 | 1Kg | 0
13 | Supply and fixing of ornamental grill made of 25mm x 10mm MS flats for fixing in fan light portion and side fixed panels for door cum window as per the approved drawing including cutting the flat to required length, welding, painting with red oxide single coat including cost and conveyance of all materials, labour charges etc., complete for finished otem of work.
| for window grills | 1 | x | 4 | 1.4 | 0 | 1.2 | 6.72 | Sqm
[9 empty] | Sqm | 1758.49 | 1Sqm | 0
51 | Supplying & fixing of MS tubes of any design including labour charges for fabricating steel including cost of welding rods, power charges & fixing the grill in position etc complete
Qty.P.No. 99 of M.B.No.269/A/ZP/19
| Staircase ventilators | 1 | x | 1 | 58.6 | 0 | 0 | 58.6 | Kgs
[9 empty] | Kgs | 166.08 | 1Kg | 0
9 | Supplying and fixing of stainless steel (grade 304) hand railing as per approved drawing with top rail of 50mm dia pipe and 2mm thick medium class and vertical posts of 25mm dia and 1.6mm thick medium class 1 No for each step fixed with base plate of 75mm dia using bonding agent and anchor fastner and welding, drilling of 25mm dia holes with pneumatic compressor for fixing railing, buffing, polishing all members of the railing thouroughly , lacquer finishing to present seamless finish including cost and conveyance of all materials, electrodes, welding charges, cost of all consumables, labour charges , overheads & contractors profit etc., complete for finished item of work.
|  | 1 | x | 1 | 3.65 | 0 | 0.9 | 3.29 | Sqm
|  | 1 | x | 1 | 11.15 | 0 | 0.9 | 10.04 | Sqm
|  | 1 | x | 1 | 6.9 | 0 | 0.9 | 6.21 | Sqm
|  | 1 | x | 1 | 4.5 | 0 | 0.9 | 4.05 | Sqm
[9 empty] | Sqm | 4233.42 | 1Sqm | 0
8 | Full Rounding the edges of Granite stone slabs of all thicknesses including polishing the same.
Qty.p.84 of M.B.No.269/A/ZP/19
Ground floor
| Verandah | 1 | x | 4 | 5.5 | 0 | 0 | 22 | Rm
| Staircase 1st flight | 1 | x | 10 | 1.35 | 0 | 0 | 13.5 | Rm
| Staircase 2nd flight | 1 | x | 9 | 1.35 | 0 | 0 | 12.15 | Rm
First floor
| Staircase 1st flight | 1 | x | 11 | 1.35 | 0 | 0 | 14.85 | Rm
| Staircase 2nd flight | 1 | x | 11 | 1.35 | 0 | 0 | 14.85 | Rm
[9 empty] | Rm | 529 | 1Rm | 0
WATER AND SANITATION ITEM
1 | Supply and Fixing of Premium make CPVC Pipes and Fittings to meet the requirement of ASTM-D 2846 and are produced in CTS (Copper Tube Sizes 1/2" ton 2" Ashirvad lowgurard SDR 11 and SDR 13.5 pipes are made from dential CPVC compounds having the same physical roperties for Hot and Cold Water (IS 15778:2007)for 32mm dia
Qty.p.96 of M.B.No.482/A/ZP/20
|  | 1 | x | 1 | 40 | 0 | 0 | 40 | Rm
[9 empty] | Rm | 288 | 1Rm | 0
10 | Supply and Fixing of Premium make CPVC Pipes and Fittings to meet the requirement of ASTM-D 2846 and are produced in CTS (Copper Tube Sizes 1/2" ton 2" Ashirvad lowgurard SDR 11 and SDR 13.5 pipes are made from dential CPVC compounds having the same physical roperties for Hot and Cold Water (IS 15778:2007)for 25mm dia
|  | 1 | x | 1 | 50 | 0 | 0 | 50 | Rm
[9 empty] | Rm | 222 | 1Rm | 0
1 | Supply and Fixing of Premium make CPVC Pipes and Fittings to meet the requirement of ASTM-D 2846 and are produced in CTS (Copper Tube Sizes 1/2" ton 2" Ashirvad lowgurard SDR 11 and SDR 13.5 pipes are made from dential CPVC compounds having the same physical roperties for Hot and Cold Water (IS 15778:2007)for 20mm dia
Qty.p.52 of M.B.No.470/A/ZP/19
| Staff wash room | 1 | x | 1 | 9.1 | 0 | 0 | 9.1 | Rm
| Clinic wash rooms | 1 | x | 1 | 5.5 | 0 | 0 | 5.5 | Rm
[9 empty] | Rm | 184 | 1Rm | 0
2 | Manufacture, Supply and Delivery of Unplasticised PVCs Pipes for potable water supplies conforming to IS : 4985/2000 (3rd revision) with bell ends (Socket) as per specification.
Qty.p.23 of M.B.No.911/A/ZP/20
|  | 1 | x | 1 | 85 | 0 | 0 | 85 | Rm
[9 empty] | Rm | 25 | 1Rm | 0
11 | Labour charges for laying, joining, welding, fixing and commissioning the C-PVC pipes including all specials such ascouplers/ bends/ tees etc including fixing necessary fittings like bends, plugs, couplers, junctions, tees, etc with welding the joint as per standard practice - up to 40 mm dia
| 25mm dia | 1 | x | 1 | 50 | 0 | 0 | 50 | Rm
[9 empty] | Rm | 35 | 1Rm | 0
11 | Supply & fixing of tested NP bib taps at all levels of 12.70mm dia of Indian make 400g first quality including cost & conveyance of all materials, labour charges for finished item of work, and all taxes complete for all floors
|  | 1 | x | 7 | 0 | 0 | 0 | 7 | No
[9 empty] | No | 387 | 1No | 0
12 | Supply & fixing bib cock cum health faucet with 1 m long flexible tube and wall hook .
|  | 1 | x | 2 | 0 | 0 | 0 | 2 | No
[9 empty] | No | 4166 | 1No | 0
4 | Supplying & fixing 15 mm bib tap with flange Chromeum plated Jaquar make queen series
Qty.P.No. of M.B.No.
|  | 1 | x | 2 | 0 | 0 | 0 | 2 | No
[9 empty] | No | 1644 | 1No | 0
22 | Prince/ Sudhakar make or equivalent quality PVC /SWR pipes & fittings ( as per ISI standards) 4kg/cm2 110mm dia. double socket
|  | 1 | x | 1 | 10 | 0 | 0 | 10 | Rm
|  | 1 | x | 1 | 5 | 0 | 0 | 5 | Rm
[9 empty] | Rm | 149 | 1Rm | 0
6 | Prince/ Sudhakar make or equivalent quality PVC /SWR pipes & fittings ( as per ISI standards) 4kg/cm2 90mm dia. double socket
Qty.p.12 of M.B.No.52/C/ZP/18
|  | 1 | x | 1 | 10 | 0 | 0 | 10 | Rm
[9 empty] | Rm | 141.6667 | 1Rm | 0
23 | Prince/ Sudhakar make or equivalent quality PVC /SWR pipes & fittings ( as per ISI standards) 4kg/cm2 75mm dia. double socket
|  | 1 | x | 1 | 6 | 0 | 0 | 6 | Rm
[9 empty] | Rm | 89 | 1Rm | 0
24 | Labour charges for laying, fixing and commissioning the PVC pipes including couplers/ bends/ tees etc any diameter including fixing necessary fittings like bends, plugs, couplers, junctions, tees, etc with solvent jointing as per standard practice
| 110mm dia | 1 | x | 1 | 15 | 0 | 0 | 15 | Rm
| 75mm dia | 1 | x | 1 | 6 | 0 | 0 | 6 | Rm
[9 empty] | Rm | 84 | 1Rm | 0
13 | Supplying and Fixing European Water Closet of 1st quality make white glazed with 'P' trap with low down porcelain flushing tank 10 Lit Capacity internal components and Fixing best Indian make plastic seat and lid for European water closets with rubber or plastic Buffers including all labour charges for fixing etc., complete.
| Tiolets | 1 | x | 1 | 0 | 0 | 0 | 1 | No
[9 empty] | No | 5297 | 1No | 0
8 | Supplying & Fixing Indian pattern white glazed W.C 1st quality ISI marked conforming to IS:2556-Part-3-1981 with"P" or "S" trap: 630 mm Long
Qty.P.No. of M.B.No.
| Tiolets | 1 | x | 1 | 0 | 0 | 0 | 1 | No
[9 empty] | No | 1036 | 1No | 0
10 | Supplying & Fixing white glazed flat back half stall urinals 1st quality conforming to IS:2556-1995 with standard C.P. Spreader of overall size 95 x 95 x 57 mm conforming to IS:2556-Part6, Sec-6-1974 fixed with screws complete Indian make : 410 x 265 x 305 mm
Qty.p.23 of M.B.No.911/A/ZP/20
| Tiolets | 1 | x | 2 | 0 | 0 | 0 | 2 | No
[9 empty] | No | 2644 | 1No | 0
14 | Supplying and fixing Indian make Flat Back Wash Hand Basin (HSW/Parryware/ Neycer) 1st quality conforming to IS:2556-Part-4:1972 of size 450mm x 300mm with 32 mm nominal size C.P. Fitting with parallel pipe thread onforming to IS:2963-1979 and fitted with 15 mm nominal bore Chromium Plated Pillar Tap of 1st quality Indian make 400 grams Seiko/Senior/Nice or equivalent complete with tandard CI brackets including wooden blocks ,1 No.12.70mm PVC connection with brass union nuts CP oated , 1 No.12.70mm NP bib tap 400 gms Seiko or equivalent , 31.75mm dia. PVC flexible waste pipe 914.4mm length of 1st quality including cost and onveyance of all materials to site, labour charges , overheads & contractors profit for finished item of work
|  | 1 | x | 1 | 0 | 0 | 0 | 1 | No
[9 empty] | No | 2025 | 1No | 0
38 | Supplying & fixing 4" (101.6 mm ) Nahany trap with Jali- PVC/SWR Pipe fittings
|  | 1 | x | 3 | 0 | 0 | 0 | 3 | No
[9 empty] | No | 115 | 1No | 0
13 | Providing & placing on Terrace polyethylene water storage tank with Double layer approved brand & manufacture with cover and suitable locking arrangement & making necessary holes for inlet & outlets and overflow pipes but without fittings & base support for tanks
|  | 1 | x | 2 | 1000 | 0 | 0 | 2000 | Ltr
[9 empty] | Ltr | 9.5 | 1No | 0
3 | Drilling of 165mm dia Bore well by down the hole hammer at a fiished dia of 165mm dia in all formations suitable for down the hole hammer drilling such as meduim hard rock formation, all consolidated frormation etc and reaming the borewell to subinsertation of required casing pipe etc including insertion of casing pipe with couplings, caps any other relevant materials upto required depth as directed by the dept, transportation of drilling rigs and supporting vehicle and including bore development. Flushing of Borewell at an avarage pressure of 150PSI conducting yield test, crew charegs required in fixation of pipe assembly completely done to the satisfaction of the dept and incuding all labour charges, but excluding the cost of casing pipe etc. The entire work should be carried out as per IS-2800 part I and II 1979
| Upto 90 Mts |  | x | 1 | 90 | 0 | 0 | 0 | Rm | 492.16 | 1Rm | 0
| 90Mts to 150 Mts |  | x | 1 | 30 | 0 | 0 | 0 | Rm | 526.55 | 1Rm | 0
| 150Mts to 240 Mts |  | x | 1 | 60 | 0 | 0 | 0 | Rm | 590.61 | 1Rm | 0
4 | Providing PVC Casing pipe 180mm dia of 6 Kgs/cm2 including cost and conveyance of Pipe and labour charges etc complete for Borewell of 165mm dia. Item No 20 of PH items in SoR 2019-20 Page 67 Rs 636-00 per 1.00 RM
|  | 1 | x | 1 | 12 | 0 | 0 | 12 | Rm
[9 empty] | Rm | 358.31 | 1No | 0
5 | Supply and Transportation of 1.00HP single phase ISI submersible mortor Pumpset subitable for 4" bore well Makes:Kirloskar/ Crompton/ CRI/ KSB/ Texmo/Aryan Varsha
|  | 1 | x | 1 | 0 | 0 | 0 | 1 | No
[9 empty] | No | 20207 | Rm | 0
6 | S& F 40 mm HDPE pipe pipe properties & weight as per IS 1239 ISI mark with GI fittings including the cost of pipe & its fittings & labour charges.
|  | 1 | x | 1 | 85 | 0 | 0 | 85 | Rm
[9 empty] | Rm | 80 | Rm | 0
7 | S&F of 180mm dia bore cap
|  | 1 | x | 1 | 0 | 0 | 0 | 1 | No
[9 empty] | No | 330.75 | No | 0
8 | S&F of 32mm dia GI pipe
|  | 1 | x | 1 | 0.5 | 0 | 0 | 0.5 | Rm
[9 empty] | Rm | 400 | Rm | 0
9 | S&F of 32mm dia GI Bends
|  | 1 | x | 1 | 0 | 0 | 0 | 1 | No
[9 empty] | No | 77 | No | 0
10 | S&F of 25mm dia Clamp set
|  | 1 | x | 1 | 0 | 0 | 0 | 1 | No
[9 empty] | No | 185 | No | 0
11 | Supply of 3 core 1.50 sqm flat copper cable as per for submersible motors of makes polycab for service mains including cost of material and labour charges and taxes etc., complete.
|  | 1 | x | 1 | 90 | 0 | 0 | 90 | Rm
[9 empty] | Rm | 109 | Rm | 0
12 | Supply and Transportation of control panel for single phasesubmersible motors up to 3 HP @ 220V 50Hz operating range between 80 to 240V including supply and fixing of Direct - on - Line LTLK / SIEMENS / CROMPTON make Volt meter and Ammeter with starting and running capacitors assembled with ISI mark contactors and fitted with Legrand make ISI mark MCB etc., complete.
|  | 1 | x | 1 | 0 | 0 | 0 | 1 | No
[9 empty] | No | 5445 | 1No | 0
ELECTRIFICATION ITEMS
20 | Supply and Fixing of ISI 25mm outer dia medium (1.80mm thickness) grade with IS:9537 part 3 regid PVC pipe with PVC / Metallic Junction boxes and all accessories including Fixing of existing suitable size Consealed box PVC / MS with hook for fan including all labour charges etc., complete.
|  | 1 | x | 2 | 10 | 0 | 0 | 20 | Rm
|  | 1 | x | 2 | 5 | 0 | 0 | 10 | Rm
[8 empty] | 30 | Rm | 92.37 | 1Rm | 2771
21 | Supplying and Fixing of 25mm dia 2.2 mm thick PVC Conduit pipe concealed in wall with all required accessories including chiseling the wall wherever necessity including masonry work for Light, Fan and separate plug point with wooden.Deep box including all labour charges etc
| Hall | 1 | x | 1 | 20 | 0 | 0 | 20 | Rm
| Rooms | 1 | x | 1 | 10 | 0 | 0 | 10 | Rm
| Verandah | 1 | x | 1 | 5 | 0 | 0 | 5 | Rm
[8 empty] | 35 | Rm | 111.79 | 1Rm | 3913
3 | Labour charges for Grooves 2-3mm thick for PVC pipes
Qty.p. 2 of M.B.No.435-C/2017-18
For water pipes
| Ladies tiolet | 1 | x | 1 | 4 | 0 | 0 | 4 | Rm
| Gents tiolet | 1 | x | 1 | 1.8 | 0 | 0 | 1.8 | Rm
| Sarpanch tiolet | 1 | x | 1 | 2 | 0 | 0 | 2 | Rm
[9 empty] | Rm | 74 | 1Rm | 0
42 | Supply of Hot Dip galvanized 20/18 SWG Module box with earthing terminal for 12 Module box
|  | 1 | x | 10 | 0 | 0 | 0 | 10 | No
[9 empty] | No | 245 | 1No | 0
22 | Supply of Hot Dip galvanized 20/18 SWG Module box with earthing terminal for 8 Module box
|  | 1 | x | 3 | 0 | 0 | 0 | 3 | No
[8 empty] | 3 | No | 230.64 | 1No | 692
13 | Supply of Hot Dip galvanized 20/18 SWG Module box with earthing terminal for 6 Module box
|  | 1 | x | 1 | 0 | 0 | 0 | 1 | No
[9 empty] | No | 155 | 1No | 0
4 | Supply of Hot Dip galvanized 20/18 SWG Module box with earthing terminal for 16 Module box
Qty.p.3 of M.B.No.702/C/ZP/20
| Carridor | 1 | x | 1 | 0 | 0 | 0 | 1 | No
| Agristore | 1 | x | 1 | 0 | 0 | 0 | 1 | No
| Demo quipment | 1 | x | 1 | 0 | 0 | 0 | 1 | No
| Meeting Hall | 1 | x | 2 | 0 | 0 | 0 | 2 | No
[9 empty] | No | 359 | 1No | 0
6 | Supply of Hot Dip galvanized 20/18 SWG Module box with earthing terminal for 18 Module box
Qty.P.No. of M.B.No.
| VKC | 2 | x | 1 | 0 | 0 | 0 | 2 | No
[9 empty] | No | 400 | 1No | 0
14 | Supply of Hot Dip galvanized 20/18 SWG Module box with earthing terminal for 4 Module box
|  | 1 | x | 4 | 0 | 0 | 0 | 4 | No
[9 empty] | No | 114 | 1No | 0
43 | Supply of Hot Dip galvanized 20/18 SWG Module box with earthing terminal for 2 Module box
| Verandah | 1 | x | 3 | 0 | 0 | 0 | 3 | No
[9 empty] | No | 68 | 1No | 0
23 | Wiring with run of 2 of 14/0.3mm (1.0 Sq.mm) FRLS / HFFR PVC insulated flexible ISI mark copper cable in existing PVC conduit pipe including Supply and fixing of Jumbo Ceiling rose and 6A/10A ISI Mark 1way flush type switch in existing Surface or Concealed pipe wiring including cost and conveyance of all material and all labour charges etc., complete for light and bell points
|  | 1 | x | 9 | 0 | 0 | 0 | 9 | Point
[8 empty] | 9 | Point | 557.66 | 1Point | 5019
24 | Wiring with run of 2 of 14/0.3mm (1.0 Sq.mm) FRLS / HFFR PVC insulated flexible ISI mark copper cable in existing PVC conduit pipe including Supply and fixing of Jumbo Ceiling rose and 6A/10A ISI Mark 1way flush type switch in existing Surface or Concealed pipe wiring including cost and conveyance of all material and all labour charges etc., complete for Fan points
| Fan point | 1 | x | 3 | 0 | 0 | 0 | 3 | Point
[8 empty] | 3 | Point | 582.66 | 1Point | 1748
25 | Supply and Run of 2 of 36/0.3mm (2.50 Sq.mm) with Run 1 of 22/0.3mm(1.5Sqmm) FRLS / HFFR PVC insulated flexible ISI mark copper cable in existing pipe for run of mains inlcuding all labour charges etc., complete.
|  | 1 | x | 1 | 90 | 0 | 0 | 90 | Rm
[8 empty] | 90 | Rm | 100.19 | 1Rm | 9017
47 | Supply and Run of 2 of 56/0.3mm (4.00 Sq.mm) with Run 1 of 22/0.3mm(1.5Sqmm) FRLS / HFFR PVC insulated flexible ISI mark copper cable in existing pipe for run of mains inlcuding all labour charges etc., complete
|  | 1 | x | 1 | 90 | 0 | 0 | 90 | Rm
[9 empty] | Rm | 133.97 | 1Rm | 0
26 | Supply and Run of 2 of 6 Sq.mm WPSC Aluminium cable along with No.10 SWG G.I bearer wire through PVC cleats with all accessories including labour charges etc., complete for service mains.
|  | 1 | x | 1 | 30 | 0 | 0 | 30 | Rm
[8 empty] | 30 | Rm | 77.7445 | 1Rm | 2332
49 | Supply of Cover frames for 12 module box
|  | 1 | x | 10 | 0 | 0 | 0 | 10 | No
[9 empty] | No | 240 | 1No | 0
27 | Supply of Cover frames for 8 module box
|  | 1 | x | 3 | 0 | 0 | 0 | 3 | No
[8 empty] | 3 | No | 223.82 | 1No | 671
20 | Supply of Cover frames for 6 module box
|  | 1 | x | 1 | 0 | 0 | 0 | 1 | No
[9 empty] | No | 152 | 1No | 0
14 | Supply of Cover frames for 18 module box
Qty.P.No. of M.B.No.
| VKC | 2 | x | 1 | 0 | 0 | 0 | 2 | No
[9 empty] | No | 392 | 1No | 0
21 | Supply of Cover frames for 4 module box
|  | 1 | x | 4 | 0 | 0 | 0 | 4 | No
[9 empty] | No | 101 | 1No | 0
50 | Supply of Cover frames for 2 module box
|  | 1 | x | 3 | 0 | 0 | 0 | 3 | No
[9 empty] | No | 76 | 1No | 0
22 | Supply and fixing of 16A 3pin / 6A 3pin plug socket with indicator lamp and 16Amps fuse unit and 16 Amps switch control (5 in one) on decolam sheet covered board including earth connection and all labour charges etc., complete on wall.
| Rest room | 1 | x | 9 | 0 | 0 | 0 | 9 | No
[9 empty] | No | 437.5 | 1No | 0
28 | Supply and fixing of 6A 3/2 pin wall plug socket with 6A switch control on a common switch board with earth continuity including wire leads, earth connections along with all labour charges etc., complete.
|  | 1 | x | 3 | 0 | 0 | 0 | 3 | No
[8 empty] | 3 | No | 156.56 | 1No | 470
18 | Supply and fixing of 6A 2 pin wall plug socket with 6A switch control on a common switch board with earth continuity including wire leads, earth connections along with all labour charges etc., complete.
|  | 1 | x | 4 | 0 | 0 | 0 | 4 | No
[9 empty] | No | 131.8 | 1No | 0
29 | Supply and fixing of 6A flush type Neon Indicator.
|  | 1 | x | 3 | 0 | 0 | 0 | 3 | No
[8 empty] | 3 | No | 23.86 | 1No | 72
30 | Supply and fixing of ISI mark batten holder / angle holder on existing block, but with bulb including all connections etc., complete
|  | 1 | x | 4 | 0 | 0 | 0 | 4 | No
[8 empty] | 4 | No | 154.8 | 1No | 619
31 | Supply, Transportation and Fixing of 48" (1200mm) Sweep 5 Star rated Ceiling Fan with double ball bearings but without regulator including all standard accessories and all labour charges etc., complete.
|  | 1 | x | 3 | 0 | 0 | 0 | 3 | No
[8 empty] | 3 | No | 3780.03 | 1No | 11340
32 | S&F of 12 / 15 MS plain rod fan hook
|  | 1 | x | 3 | 0 | 0 | 0 | 3 | No
[8 empty] | 3 | No | 293.84 | 1No | 882
15 | Supply and Transportation of 48" (1200mm) Sweep 5 star rated Ceiling Fan , with double ball bearings, air delivery more than 200 cubic meter/min but without Regulator.
|  | 1 | x | 2 | 0 | 0 | 0 | 2 | No
[9 empty] | No | 2933.04 | 1No | 0
13 | Supply and fixing of Modular type Electronic fan regulator hum free step type socket size in the existing switch board.
Qty.p.86 of M.B.No.482/A/ZP/20
| Godown | 1 | x | 2 | 0 | 0 | 0 | 2 | No
| Secretary room | 1 | x | 1 | 0 | 0 | 0 | 1 | No
| Eng Assist room | 1 | x | 1 | 0 | 0 | 0 | 1 | No
| Meeting Hall | 1 | x | 4 | 0 | 0 | 0 | 4 | No
| Waiting room | 1 | x | 1 | 0 | 0 | 0 | 1 | No
| Staff room | 1 | x | 1 | 0 | 0 | 0 | 1 | No
| Digital asst room | 1 | x | 1 | 0 | 0 | 0 | 1 | No
| Meeting Hall | 1 | x | 4 | 0 | 0 | 0 | 4 | No
| Visiters waiting area | 1 | x | 1 | 0 | 0 | 0 | 1 | No
[9 empty] | No | 287 | 1No | 0
16 | Labour charges for fixing of ceiling fan with regulator including transportation, 3 core wire leads etc complete
|  | 1 | x | 2 | 0 | 0 | 0 | 2 | No
[9 empty] | No | 186.01 | 1No | 0
35 | Supply and erecting 19/20mm steel tube down rod of one meter length with bolts & nuts duly painted with matching colour of fan complete
| Rest room | 1 | x | 1 | 0 | 0 | 0 | 1 | No
| Dining room | 1 | x | 2 | 0 | 0 | 0 | 2 | No
| Hall | 1 | x | 1 | 0 | 0 | 0 | 1 | No
[9 empty] | No | 178.5 | 1No | 0
33 | Supply and Transportation and fixing of 1200 mm length,Box type powder coatedtube light luminaire with necessary wiring suitable for fixing 2 Nos retrofit T8 LED tubes but without tube and choke
|  | 1 | x | 3 | 0 | 0 | 0 | 3 | No
[8 empty] | 3 | No | 458.87 | 1No | 1377
29 | Supply, transportation and fixing of 60Watt LED Street light Luminaire made of pressure diecast alluminium body with powder coated, having protective toughned glass, Supply Input voltage 120 - 270 V AC, P.F > 0.90, high power LED's System efficacy >110 lm/W and junction temprature < 70°C, with Ingrees protection IP66,
|  | 1 | x | 1 | 0 | 0 | 0 | 1 | No
[9 empty] | No | 4543 | 1No | 0
16 | Supply of 9" (225mm), Light duty exhaust fan with double ball bearing and wire guard etc complete.
To be done
|  | 1 | x | 1 | 0 | 0 | 0 | 1 | No
[9 empty] | No | 1552 | 1No | 0
34 | Supply and fixing SPN Distribution board with IP-20 protection suitable for single phase Earth Leakage Circute Braker (ELCB) / Residual Current Circute Braker (RCCB) / Double Pole (DP) Isolator as incomer and 10kA SP MCBs as out going including internal connections and labour charges for surface / flush mounting etc., complete.
|  | 1 | x | 1 | 0 | 0 | 0 | 1 | No
[8 empty] | 1 | No | 4270.79 | 1No | 4271
35 | Supply and fixing of 2 Nos of 32A, 240V Porcelain Rewirable Fuse Units of makes : GM / Sputnik / Kundancab / Million / Gold Medal / Vimal / Star / Benlo on 12" x 18" peta board with connections and labour charges etc complete.
|  | 1 | x | 1 | 0 | 0 | 0 | 1 | No
[8 empty] | 1 | No | 1140.29 | 1No | 1140
36 | Providing independent earthling by excavating a pit to a depth of 2.25Mt in all soils, as per size specified in the Data, using 40mm dia 'B' class GI pipe of 2.5 Mtrs length with necessary No.8 G.I. double earth wire and accessories with 18" dia 2" thick hume pipe ring duly providing staggered holes including filling with 20Kg Salt and 40Kg Charcoal or 40Kg bentonite powder in layers and all labour charges etc., complete.
|  | 1 | x | 1 | 0 | 0 | 0 | 1 | No
[8 empty] | 1 | No | 5311.59 | 1No | 5312
31 | supply and fixing of name board of size 0.90 x 1.20 mts with Brick masonary and painting and lettering the name board
37 | Provision for Tiolet | [10 empty] | 80000
38 | Provision for Borewell with all accessories | [10 empty] | 120000
39 | Provision for Dismantling of old building | [10 empty] | 0
1229511
43 | Provision for Seigneorage charges | [10 empty] | 2427
1231938
44 | Provision for QC charges @ 0.50% | [6 empty] | 1229511 |  |  |  | 6148
45 | Provision for GST charges @ 18% | [6 empty] | 1231938 |  |  |  | 221749
46 | Unforseen items such as if any | [10 empty] | 40165 | 40165
| Total | [10 empty] | 1500000 | 1500000
[7 empty] | Deputy Executive Engineer |  |  |  | Assistant Engineer
[7 empty] | PRI Sub Division |  |  |  | Mandal Praja parishad
[7 empty] | Kanigiri |  |  |  | P.C.Palli

## Seigneorage
Seigniorage Charges
Name of the Work: Completion of incomplete Anganwadi building in Paletipalli village of P.C.Palli Mandal.
S No | Description of the work | Ground Floor | First Floor | second floor | Total Quantity |  | 40mm Metal | 20mm HBG Chips | 20mm-12mm Chips | Rough Stone | Sand Concrete | Sand Mortar | Sand Plastering | Sand Filling | S.Earth | Bricks | Gravel | Cement Qty in Kg | Cement required
1 | Earthwork Excavation |  |  |  | 0 | M3 | 0 | 0 | 0 | 0 | 0 | 0 | 0 | 0 | 0 | 0 | 0 | 0 | 0
1 | Sand Filling | 1.53 |  |  | 1.53 | M3 | 0 | 0 | 0 | 0 | 0 | 0 | 0 | 1.53 | 0 | 0 | 0 | 0 | 0
2 | Selected earth | 0 |  |  | 0 | M3 | 0 | 0 | 0 | 0 | 0 | 0 | 0 | 0 | 0 | 0 | 0 | 0 | 0
4 | Gravel filling | 0 |  |  | 0 | M3 | 0 | 0 | 0 | 0 | 0 | 0 | 0 | 0 |  | 0 | 0 | 0 | 0
2 | PCC (1:4:8) | 5.45 |  |  | 5.45 | M3 | 4.91 | 0 | 0 | 0 | 2.45 | 0 | 0 | 0 | 0 | 0 | 0 | 17.66 | 162 | Kg
4 | PCC (1:5:10) | 0 |  |  | 0 | M3 | 0 | 0 | 0 | 0 | 0 | 0 | 0 | 0 | 0 | 0 | 0 | 0 | 129.6 | Kg
3 | RCC Footings | 0 |  |  | 0 | M3 | 0 | 0 | 0 | 0 | 0 | 0 | 0 | 0 | 0 | 0 | 0 | 0 | 330 | Kg
4 | RCC Pedastals | 0 |  |  | 0 | M3 | 0 | 0 | 0 | 0 | 0 | 0 | 0 | 0 | 0 | 0 | 0 | 0 | 330 | Kg
4 | RCC Columns | 0 | 0 | 0 | 0 | M3 | 0 | 0 | 0 | 0 | 0 | 0 | 0 | 0 | 0 | 0 | 0 | 0 | 330 | Kg
5 | RCC Plinth Beam | 0 |  |  | 0 | M3 | 0 | 0 | 0 | 0 | 0 | 0 | 0 | 0 | 0 | 0 | 0 | 0 | 330 | Kg
6 | RCC Roof Beams | 3.35 | 0 | 0 | 3.35 | M3 | 0 | 3.02 | 0 | 0 | 1.51 | 0 | 0 | 0 | 0 | 0 | 0 | 22.11 | 330 | Kg
9 | RCC Landing Slab 150mm th | 0 | 0 | 0 | 0 | M2 | 0 | 0 | 0 | 0 | 0 | 0 | 0 | 0 | 0 | 0 | 0 | 0 | 330 | Kg
7 | RCC Roof Slab 125mm th | 8.65 | 0 | 0 | 8.65 | M2 | 0 | 7.79 | 0 | 0 | 3.89 | 0 | 0 | 0 | 0 | 0 | 0 | 57.09 | 330 | Kg
14 | RCC Roof Slab 100mm th | 0 | 0 | 0 | 0 | M2 | 0 | 0 | 0 | 0 | 0 | 0 | 0 | 0 | 0 | 0 | 0 | 0 | 330 | Kg
9 | Precasted slab 50mm | 0 | 0 | 0 | 0 | M2 | 0 | 0 | 0 | 0 | 0 | 0 | 0 | 0 | 0 | 0 | 0 | 0 | 330 | Kg
16 | Precasted slab 25mm | 0 | 0 | 0 | 0 | M2 | 0 | 0 | 0 | 0 | 0 | 0 | 0 | 0 | 0 | 0 | 0 | 0 | 330 | Kg
8 | RCC Lintels | 0.6 | 0 | 0 | 0.6 | M3 | 0 | 0.54 | 0 | 0 | 0.27 | 0 | 0 | 0 | 0 | 0 | 0 | 3.96 | 330 | Kg
9 | RCC Sunshades | 9.6 | 0 | 0 | 9.6 | RM | 0 | 0.32 | 0 | 0 | 0.16 | 0 | 0 | 0 | 0 | 0 | 0 | 2.38 | 12.375 | Kg
10 | Acco Plaster'g CM (1:3) 12mm | 69.19 | 0 | 0 | 69.19 | M2 | 0 | 0 | 0 | 0 | 0 | 0 | 1.09 | 0 | 0 | 0 | 0 | 9.96 | 7.2 | Kg
12 | Acco Plaster'g CM (1:3) 20mm | 0 | 0 | 0 | 0 | M2 | 0 | 0 | 0 | 0 | 0 | 0 | 0 | 0 | 0 | 0 | 0 | 0 | 10.08 | Kg
12 | Rough stone | 0 |  |  | 0 | M3 | 0 | 0 | 0 | 0 | 0 | 0 | 0 | 0 | 0 |  | 0 | 0 | 59.4 | Kg
11 | BM CM (1:8) Super | 19.08 | 0 | 0 | 19.08 | M3 | 0 | 0 | 0 | 0 | 0 | 3.82 | 0 | 0 | 0 | 9.77 | 0 | 13.74 | 36 | Kg
12 | BM CM (1:6) | 0 | 0 | 0 | 0 | M3 | 0 | 0 | 0 | 0 | 0 | 0 | 0 | 0 | 0 | 0 | 0 | 0 | 48 | Kg
16 | BM CM (1:6) 115mm | 0 | 0 | 0 | 0 | M2 | 0 | 0 | 0 | 0 | 0 | 0 | 0 | 0 | 0 | 0 | 0 | 0 | 10.6 | Kg
16 | Fly cement bricks | 0 | 0 | 0 | 0 | M3 | 0 | 0 | 0 | 0 | 0 | 0 | 0 | 0 | 0 | 0 | 0 | 0 | 24 | Kg
26 | RCM drop wall | 0 | 0 |  | 0 | M2 | 0 | 0 | 0 | 0 | 0 | 0 | 0 | 0 | 0 | 0 | 0 | 0 | 20.89 | Kg
13 | Ceiling Plaster CM (1:3) 12mm | 79.63 | 0 | 0 | 79.63 | M2 | 0 | 0 | 0 | 0 | 0 | 0 | 1.25 | 0 | 0 | 0 | 0 | 11.47 | 7.2 | Kg
4 | Plaster'ing CM (1:5) 12mm th | 0 | 0 | 0 | 0 | M2 | 0 | 0 | 0 | 0 | 0 | 0 | 0 | 0 | 0 | 0 | 0 | 0 | 4.32 | Kg
5 | Plaster'ing 20mm thick single | 0 | 0 | 0 | 0 | M2 | 0 | 0 | 0 | 0 | 0 | 0 | 0 | 0 | 0 | 0 | 0 | 0 | 6.05 | Kg
14 | Plaster'ing 12mm thick double | 100.18 | 0 | 0 | 100.18 | M2 | 0 | 0 | 0 | 0 | 0 | 0 | 1.5 | 0 | 0 | 0 | 0 | 10.2 | 5.09 | Kg
15 | Plaster'ing 20mm thick double | 119.98 | 0 | 0 | 119.98 | M2 | 0 | 0 | 0 | 0 | 0 | 0 | 2.64 | 0 | 0 | 0 | 0 | 13.8 | 5.75 | Kg
2 | CC Steps | 0 | 0 | 0 | 0 | M3 | 0 | 0 | 0 | 0 | 0 | 0 | 0 | 0 | 0 | 0 | 0 | 0 | 330 | Kg
16 | Flooring Vetrified Tiles | 50.23 | 0 | 0 | 50.23 | M2 | 0 | 0 | 0 | 0 | 0 | 0.7 | 0 | 0 | 0 | 0 | 0 | 6.09 | 6.06 | Kg
17 | Skirting Vetrified Tiles | 5.25 | 0 | 0 | 5.25 | M2 | 0 | 0 | 0 | 0 | 0 | 0.06 | 0 | 0 | 0 | 0 | 0 | 0.71 | 6.756 | Kg
7 | Flooring Granite stone | 0 | 0 | 0 | 0 | M2 | 0 | 0 | 0 | 0 | 0 | 0 | 0 | 0 | 0 | 0 | 0 | 0 | 7.5 | Kg
8 | Skirting Granite stone | 0 | 0 | 0 | 0 | M2 | 0 | 0 | 0 | 0 | 0 | 0 | 0 | 0 | 0 | 0 | 0 | 0 | 9.06 | Kg
5 | Flooring Terrazo tiles | 0 | 0 | 0 | 0 | M2 | 0 | 0 | 0 | 0 | 0 | 0 | 0 | 0 | 0 | 0 | 0 | 0 | 7.5 | Kg
38 | Skirting Terrazo tiles | 0 | 0 | 0 | 0 | M2 | 0 | 0 | 0 | 0 | 0 | 0 | 0 | 0 | 0 | 0 | 0 | 0 | 6.756 | Kg
4 | Ceramic Tiles Flooring | 0 | 0 | 0 | 0 | M2 | 0 | 0 | 0 | 0 | 0 | 0 | 0 | 0 | 0 | 0 | 0 | 0 | 5.46 | Kg
5 | Daddooing wall tiles | 0 | 0 | 0 | 0 | M2 | 0 | 0 | 0 | 0 | 0 | 0 | 0 | 0 | 0 | 0 | 0 | 0 | 9.06 | Kg
3 | Pressed tiles | 0 | 0 | 0 | 0 | M2 | 0 | 0 | 0 | 0 | 0 | 0 | 0 | 0 | 0 | 0 | 0 | 0 | 2.76 | Kg
[5 empty] | Total Qty |  | 4.91 | 11.67 | 0 | 0 | 8.28 | 4.58 | 6.48 | 1.53 | 0 | 9.77 | 0 | 169.17 | Bags
[5 empty] | Rate / M3 |  | 90 | 90 | 90 | 90 | 100 | 100 | 100 | 100 | 45 | 80 | 45 | 8.46 | MT
[6 empty] | Rs | 442 | 1050 | 0 | 0 |  |  |  | 153 | 0 | 782 | 0
[5 empty] | Total | Rs | 2427
[12 empty] | Deputy Executive Engineer |  |  |  |  | Assistant Engineer
[12 empty] | PRI Sub Division |  |  |  |  | Mandal Praja parishad
[12 empty] | Kanigiri |  |  |  |  | P.C.Palli

## lead 24-25
LEAD STATEMENT (2024-25)
| Name of the Work: | Completion of incomplete Anganwadi building in Paletipalli village of P.C.Palli Mandal.
[12 empty] | Sand | 72
[9 empty] | Est. Rs. | 15.00 Lakhs |  | Metal | 67
Sl. No. | Description | unit | Quarry | Lead in KM | Convey-ance Charges | Initial Cost | Blasting charges | Crushing charges | Loading charges | unloading charges | Total | Brick | 30
[12 empty] | Tiles | 89
1 | 2 | 3 | 4 | 5 | 6 | 7 | 8 | 9 | 10 | 11 | 13
1 | Cement | MT | Local | - | 0 | 4218.8 |  |  |  |  | 4218.8 |  |  | 40165
2 | Steel Fe 500 | MT | Local | - | 0 | 60000 | 10800 | GST 18% |  |  | 70800
2 | Steel Fe 415 | MT | Local | - | 0 | 58000 |  |  |  |  | 58000
3 | MS Flats | MT | Local |  |  | 60000 |  |  |  |  | 60000
5 | 6mm Ms roads | MT | Local |  |  | 57000 |  |  |  |  | 57000
4 | Sand for Mortar (screened) | Cum | K.Bitragunta | 72 | 1013.47 | 0 |  |  |  |  | 1013.47
5 | Sand for Mortar (concrete) | Cum | K.Bitragunta | 72 | 1013.47 | 0 |  |  |  |  | 1013.47
6 | Sand for Filling | Cum | Local | 5 | 101.33 | 0 |  |  |  |  | 101.33
7 | Common burnt clay bricks of class | 1000 nos | Motravulapadu | 30 | 771.4 | 8480 |  |  | 77.58 | 77.58 | 9406.56
8 | 40mm HBG metal SS-5 | Cum | Ramatherdham | 67 | 913.6 | 770 | 70 | 192.5 |  |  | 1946.1
9 | 20mm HBG metal SS-5 | Cum | Ramatherdham | 67 | 913.6 | 1285 | 70 | 321.25 |  |  | 2589.85
7 | 12mm HBG metal SS-5 | Cum | Ramatherdham | 67 | 913.6 | 1024 | 70 | 256 |  |  | 2263.6
8 | 10mm HBG metal SS-5 | Cum | Ramatherdham | 67 | 913.6 | 860 | 70 | 215 |  |  | 2058.6
9 | 6mm HBG metal SS-5 | Cum | Ramatherdham | 67 | 913.6 | 684 | 70 | 171 |  |  | 1838.6
15 | Rough stone | Cum | Ramatherdham | 67 | 913.6 | 315 | 70 |  |  |  | 1298.6
9 | High Polished Granite 16 to 18 mm | Sqm | Ramatherdham | 67 | 214.9152 | 2152 |  |  |  |  | 2366.9152
5 | Pressed type tiles |  | Ongole | 89 | 1737.24 | 30000 |  |  |  |  | 31737.24
18 | Selected earth | Cum | Local | 5 | 101.33 | 144 |  |  |  |  | 245.33
19 | Gravel | Cum | Local | 5 | 101.33 | 165 |  |  |  |  | 266.33
1) | Certified that the above leads are correct to the best of my knowledge.
2) | Certified that the rates are provided as per SSR 2024-25
[7 empty] | Deputy Executive Engineer |  |  | Assistant Engineer
[7 empty] | PRI Sub Division |  |  | Mandal Praja parishad
[7 empty] | Kanigiri |  |  | P.C.Palli

## DATA 2024-25
DATA SHEET (2024-25)
Name of the Work: Completion of incomplete Anganwadi building in Paletipalli village of P.C.Palli Mandal.
| C.P. | 13.61% |  | Est.Rs. | 15.00 Lakhs
S No | Index Code | Description of the Work | Unit | Quantity | Rate | Amount
1 | BLD-CSTN -1-4 | Cement Mortar (1:3) | [5 empty] | F 212 | 1st Class Barbender | 625 | Day
|  | Cost of Cement | Kg | 480 | 4218.8 | 2025.02 |  | F 435 | 1st Class Carpenter, 1st Class Painter | 580 | Day
|  | Sand for Plastering including 5% wastage | cum | 1.05 | 1013.47 | 1064.14 |  | F 627 | Skilled Electrician | 575 | Day
|  | Man Mazdoor for mixing mortar | day | 0.2 | 595 | 119 |  | F 70 | 1st Class Mason, Brick Layer | 500 | Day
[6 empty] | 3208.16 |  | F 93 | 2nd Class Mason, 2nd Brick Layer, 2nd Carpentor, 2nd Class Painter | 460 | Day
2 | BLD-CSTN -1-5 | Cement Mortar (1:4) | [5 empty] | F 628 | Mate, Semi Skilled Electrician | 471 | Day
|  | Cost of Cement | Kg | 360 | 4218.8 | 1518.77 |  | F 12 | Man / Women Mazdoor | 420 | Day
|  | Sand for Plastering including 5% wastage | cum | 1.05 | 1013.47 | 1064.14 |  | F 629 | Helper | 471 | Day
|  | Man Mazdoor for mixing mortar | day | 0.2 | 595 | 119 |  | F 66 | Water Charges Rs 107-00 in Urban Area and in Rural Area | 80 | 1 KLt
[6 empty] | 2701.91 |  | F 68 | Concrete Mixer 0.28 Cum | 524.7 | Hour
2 | BLD-CSTN -1-6 | Cement Mortar (1:5) | [5 empty] | F 97 | Needle Vibrator 40mm (Petrole) | 209.1 | Hour
|  | Cost of Cement | Kg | 288 | 4218.8 | 1215.01 |  | F 210 | Binding wire | 55 | Kg
|  | Sand for Plastering including 5% wastage | cum | 1.05 | 1013.47 | 1064.14
|  | Man Mazdoor for mixing mortar | day | 0.2 | 595 | 119
2398.15
4 | BLD-CSTN -1-7 | Cement Mortar (1:6)
|  | Cost of Cement | Kg | 240 | 4218.8 | 1012.51
|  | Sand for Mortar including 5% wastage | cum | 1.05 | 1013.47 | 1064.14
|  | Man Mazdoor for mixing mortar | day | 0.2 | 595 | 119
2195.65
5 | BLD-CSTN -1-8 | Cement Mortar (1:8)
|  | Cost of Cement | Kg | 180 | 4218.8 | 759.38
|  | Sand for Mortar including 5% wastage | cum | 1.05 | 1013.47 | 1064.14
|  | Man Mazdoor for mixing mortar | day | 0.2 | 595 | 119
1942.52
1 |  | 20 mm GRADED METAL( CW 07 20 mm(48%) and 12 mm(12%)10 mm(12%) 6 mm(8)% (34822))
|  | 20 mm HBG metal(SS 5) | 0.6 | 2589.85 | 1553.91
|  | 12 mm HBG metal(SS 5) | 0.15 | 2263.6 | 339.54
|  | 10 mm HBG metal(SS 5) | 0.15 | 2058.6 | 308.79
|  | 6 mm HBG metal(SS 5) | 0.1 | 1838.6 | 183.86
|  | Rate per Cum |  |  | 2386.1
2 | RBR-STCL-5-II A | Dismantling of existing structures comprising of cement concrete including T&P and scaffolding wherever necessary, sorting the dismantled material, disposal of unserviceable material and stacking the serviceable material with all lifts and lead of 1000 m as per Technical Specification Clause 202 MORD / MORTH
Unit = cum
Taking output = 1.25 cum
By Mechanical Means
Cement Concrete
a) labour
|  | Mate | day | -
|  | Mazdoor (Unskilled) | day | 0.52 | 595 | 309.4
b) Machinery
|  | Air compressor | hour | 0.83 | 651.58 | 540.81
|  | Tractor with trolley 3t | hour | 0.27 | 536 | 144.72
|  | Rate per 1.25 Cum |  |  |  | 994.93
|  | Rate per 1.00 Cum |  |  |  | 795.94
2 | RBR-STCL-6 | Dismantling of existing structures like Flooring including disposal of unserviceable material and stacking the serviceable material with all lifts and lead of 1000 m as per Technical Specification Clause 202 MORD / MORTH
Unit = cum
Taking output = 1.25 cum
By Mechanical Means
Cement Concrete
a) labour
|  | Mate | day | -
|  | Mazdoor (Unskilled) | day | 0.78 | 595 | 464.1
b) Machinery
|  | Tractor with trolley 3t | hour | 0.27 | 536 | 144.72
|  | Rate per 1.25 Cum |  |  |  | 608.82
|  | Rate per 1.00 Cum |  |  |  | 487.06
6 |  | Clearing light jungle including up-rooting and removing of Juliflora stumps.
Unit = Cum
RSSR 19-20
|  | Unskilled Labour Charges |  |  |  | 6.06
|  | Rate per 1 Cum |  |  |  | 6.06
2 | RBR-FNDN-1 | Earthwork in excavation for structures as per drawing and technical specifications Clause 305.1 including setting out, construction of shoring and bracing, removal of stumps and other deleterious material and disposal upto a lead of 50 m, dressing of sides and bottom and backfilling in trenches with excavated suitable material as per Technical Specification 305 MORD / 304 MORTH
Unit = 10 Cum
|  | Mazdoor (Un-Skilled) | day | 3.64 | 595 | 2165.8
|  | Contract Profit @ 13.615% |  |  |  | 294.87
|  | Rate per 10 Cum |  |  |  | 2460.67
|  | Rate per 1 Cum |  |  |  | 246.07
3 | RBR-FNDN - 2- (I) Amendment as per 2015-16 | Filling with Sand in trenches, sides of foundations & basement by watering and ramming including all operational, incidental, labour charges, hire charges of T&P etc complete including cost and conveyance of material and labour charges etc complete for finished item of the work (APSS No 309& 310) per 1 Cum
Unit = Cum
Taking Output 6.00 Cum
| a) | Labour
|  | Mazdoor (Un-Skilled) | day | 0.31 | 595 | 184.45
| b) | Material
|  | Sand for filling | Cum | 6 | 101.33 | 607.98
792.43
|  | Contract Profit @ 13.615% |  |  |  | 107.89
|  | Rate per 6 Cum |  |  |  | 900.32
|  | Rate per 1 Cum |  |  |  | 150.05
9 | RBR-FNDN -2- (I) Amendment as per 2015-16 | Filling Basement with Selected earth in trenches, sides of foundations & basement by watering and ramming including all operational, incidental, labour charges, hire charges of T&P etc complete including cost and conveyance of material and labour charges etc complete for finished item of the work (APSS No 309& 310) per 1 Cum
Unit = Cum
| a) | Labour
|  | Mazdoor (Un-Skilled) | day | 0.31 | 595 | 184.45
| b) | Material
|  | Selected earth | Cum | 1 | 245.33 | 245.33
|  | water (including for curing) | Ltr | 0.1 | 105 | 10.5
|  | Rate per 1 Cum |  |  |  | 440.28
10 | RBR-FNDN -2- (I) Amendment as per 2015-16 | Filling Basement with Gravel in trenches, sides of foundations & basement by watering and ramming including all operational, incidental, labour charges, hire charges of T&P etc complete including cost and conveyance of material and labour charges etc complete for finished item of the work (APSS No 309& 310) per 1 Cum
Unit = Cum
| a) | Labour
|  | Mazdoor (Un-Skilled) | day | 0.31 | 595 | 184.45
| b) | Material
|  | Gravel filling | Cum | 1 | 266.33 | 266.33
|  | water (including for curing) | Ltr | 0.1 | 105 | 10.5
|  | Rate per 1 Cum |  |  |  | 461.28
4 | BLD-CSTN-2-9 Amendment as per 2015-16 | Filling in foundation with excavated soil as per drawing and technical specification Clause 305.3.9 MORD & 304 MORTH.
Taking output-6 Cum
|  | Mazdoor | day | 3.12 | 595 | 1856.4
|  | water (including for curing) | Kl | 0.72 | 105 | 75.6
1932
|  | Contract Profit @ 13.615% |  |  |  | 263.04
|  | Rate per 6 cum |  |  |  | 2195.04
|  | Rate per 1 cum |  |  |  | 365.84
5 | BLD-CSTN-2-5 | Plain Cement Concrete (1:4:8) proportion Nominal mix for foundations using 40mm size SS-5 metal including cost and conveyance of all materials and curing charges, labour charges, machine mixing and laying concrete in foundations ramming etc complete for Bed Concrete (APSS No 402)
A. Materials
|  | Cost of Cement | Kg | 162 | 4218.8 | 683.45
|  | Coarse aggregate 40mm metal | cum | 0.9 | 1946.1 | 1751.49
|  | Sand for Concrete | cum | 0.45 | 1013.47 | 456.06
|  | water (including for curing) | kl | 1.2 | 105 | 126
B. Machinery
|  | Concrete mixer 10/7 cft (0.2/0.8cum) capacity | hour | 1 | 708.08 | 708.08
C. Labour
|  | Mason 1st class | day | 0.1 | 710 | 71
|  | Mazdoor (Un-Skilled) | day | 1.39 | 595 | 827.05
4623.13
|  | Contract Profit @ 13.615% |  |  |  | 629.44
5252.57
12 | BLD-CSTN-2-7 | Plain Cement Concrete (1:5:10) proportion Nominal mix for foundations using 40mm size SS-5 metal including cost and conveyance of all materials and curing charges, labour charges, machine mixing and laying concrete in foundations ramming etc complete for Bed Concrete (APSS No 402)
A. Materials
|  | Cost of Cement | Kg | 129.6 | 4218.8 | 546.76
|  | Coarse aggregate 40mm metal | cum | 0.9 | 1946.1 | 1751.49
|  | Sand for Concrete | cum | 0.45 | 1013.47 | 456.06
|  | water (including for curing) | kl | 1.2 | 105 | 126
B. Machinery
|  | Concrete mixer 10/7 cft (0.2/0.8cum) capacity | hour | 1 | 708.08 | 708.08
C. Labour
|  | Mason 1st class | day | 0.1 | 710 | 71
|  | Mazdoor (Un-Skilled) | day | 1.39 | 595 | 827.05
4486.44
6 | BLD-CSTN-2-13-A | Reinforced Cement Concrete M-20 Nominal mix (Cement: Fine aggregates: Coarse aggregates) corresponding Table 9 of IS 456 using 20mm size graded machine crushed hard granite metal (coarse aggregate) from approved quarry including cost and conveyance of all materials like Cement, fine aggregate( Sand), coarse aggregate, water etc to site and including sales and other taxes on all marerilas including all operational, incidental and labour charges such as machine mixing, laying concrete, curing etc complete but excluding cost of steel and its fabrication charges for finished item of work, but excluding centering, shttering
Foundations, plinth Beams and Pedastals
A. Materials
|  | 20mm HBG Metal | cum | 0.9 | 2589.85 | 2330.87
|  | Sand for Concrete | cum | 0.45 | 1013.47 | 456.06
|  | Cement | Kg | 330 | 4218.8 | 1392.2
B. Labour
|  | Mason 1st class | day | 0.133 | 710 | 94.43
|  | Mason 2nd class | day | 0.267 | 640 | 170.88
|  | Mazdoor (both Men and Women) | day | 3.6 | 595 | 2142
B. Machinery
|  | Concrete mixer 10/7 cft (0.2/0.8cum) capacity | hour | 1 | 708.08 | 708.08
|  | Needle Vibrator 40mm (Petrole) | hour | 1 | 288.39 | 288.39
|  | water (including for curing) | kl | 1.2 | 105 | 126
|  | Basic Cost for 1.00 Cum |  |  |  | 7708.91
Columns Footings
|  | Rate for M-20 Nominal Basic Cost 1.00 Cum | cum | 1 | 7708.91 | 7708.91
|  | Centering : Columns Footings material hire charges | cum | 1 | 301 | 301
|  | Centering : Columns Footings Labour charges | cum | 1 | 672 | 672
8681.91
|  | Contract Profit @ 13.615% |  |  |  | 1182.04
9863.95
Columns Pedastals
|  | Rate for M-20 Nominal Basic Cost 1.00 Cum | cum | 1 | 7708.91 | 7708.91
|  | Centering : Column Pedastals material hire charges | cum | 1 | 343 | 343
|  | Centering : Column Pedastals Labour charges | cum | 1 | 1069 | 1069
9120.91
|  | Contract Profit @ 13.615% |  |  |  | 1241.81
10362.72
Plinth Beams
|  | Rate for M-20 Nominal Basic Cost 1.00 Cum | cum | 1 | 7708.91 | 7708.91
|  | Centering : Plinth Beams material hire charges | cum | 1 | 1453 | 1453
|  | Centering : Plinth Beam Labour charges | cum | 1 | 1620 | 1620
10781.91
|  | Contract Profit @ 13.615% |  |  |  | 1467.96
12249.87
7 | BLD-CSTN-2-13-B | Reinforced Cement Concrete M-20 Nominal mix (Cement: Fine aggregates: Coarse aggregates) corresponding Table 9 of IS 456 using 20mm size graded machine crushed hard granite metal (coarse aggregate) from approved quarry including cost and conveyance of all materials like Cement, fine aggregate( Sand), coarse aggregate, water etc to site and including sales and other taxes on all marerilas including all operational, incidental and labour charges suxh as machine mixing, laying concrete, curing etc complete but excluding cost of steel and its fabrication charges for finished item of work, but excluding centering, shttering
Columns, Lintels and RCC Walls in Buildings
A. Materials
|  | 20mm HBG Machine Crushed Chips | cum | 0.9 | 2589.85 | 2330.87
|  | Sand for Concrete | cum | 0.45 | 1013.47 | 456.06
|  | Cement | Kg | 330 | 4218.8 | 1392.2
B. Labour
|  | Mason 1st class | day | 0.167 | 710 | 118.57 |  | 118.57
|  | Mason 2nd class | day | 0.167 | 640 | 106.88 |  | 106.88
|  | Mazdoor (both Men and Women) | day | 4.7 | 595 | 2796.5 |  | 2796.5
B. Machinery
|  | Concrete mixer 10/7 cft (0.2/0.8cum) capacity | hour | 1 | 708.08 | 708.08
|  | Needle Vibrator 40mm (Petrole) | hour | 1 | 288.39 | 288.39
|  | water (including for curing) | kl | 1.2 | 105 | 126
|  | Basic Cost for 1.00 Cum |  |  |  | 8323.55 |  | 3021.95
|  |  |  | GF | FF | SF
|  | Columns Basic Rate for 1.00 Cum |  | 8323.55 | 8323.55 | 8323.55
|  | Centering charges for Columns material hire charges |  | 371 | 371 | 371
|  | Centering charges for Columns Labour charges |  | 2415 | 2657 | 2898
|  | Add Lift Charges @ 10%, 20% on Labour charges B |  |  | 567.9 | 1183.99
|  | Contract Profit @ 13.615% |  | 1512.57 | 1622.83 | 1739.53
|  |  |  | 12622.12 | 13542.28 | 14516.07
|  |  |  | GF | FF | SF
|  | Lintels Basic Rate for 1.00 Cum |  | 8323.55 | 8323.55 | 8323.55
|  | Centering charges for Lintels material hire charges |  | 1233 | 1233 | 1233
|  | Centering charges for Lintels Labour charges |  | 1720 | 1892 | 2064
|  | Add Lift Charges @ 10%, 20% on Labour charges B |  |  | 491.4 | 1017.19
|  | Contract Profit @ 13.615% |  | 1535.3 | 1625.62 | 1720.63
|  |  |  | 12811.85 | 13565.57 | 14358.37
8 | BLD-CSTN-2-13-C | Reinforced Cement Concrete M-20 Nominal mix (Cement: Fine aggregates: Coarse aggregates) corresponding Table 9 of IS 456 using 20mm size graded machine crushed hard granite metal (coarse aggregate) from approved quarry including cost and conveyance of all materials like Cement, fine aggregate( Sand), coarse aggregate, water etc to site and including sales and other taxes on all marerilas including all operational, incidental and labour charges suxh as machine mixing, laying concrete, curing etc complete but excluding cost of steel and its fabrication charges for finished item of work, but excluding centering, shttering
Roof Slabs and Beams
A. Materials
|  | 20mm HBG Machine Crushed Chips | cum | 0.9 | 2589.85 | 2330.87
|  | Sand for Concrete | cum | 0.45 | 1013.47 | 456.06
|  | Cement | Kg | 330 | 4218.8 | 1392.2
B. Labour
|  | Mason 1st class | day | 0.067 | 710 | 47.57 |  | 47.57
|  | Mason 2nd class | day | 0.133 | 640 | 85.12 |  | 85.12
|  | Mazdoor (both Men and Women) | day | 2.5 | 595 | 1487.5 |  | 1487.5
B. Machinery
|  | Concrete mixer 10/7 cft (0.2/0.8cum) capacity | hour | 0.267 | 708.08 | 189.06
|  | Needle Vibrator 40mm (Petrole) | hour | 0.267 | 288.39 | 77
|  | water (including for curing) | kl | 1.2 | 105 | 126
|  | Basic Cost for 1.00 Cum |  |  |  | 6191.38 |  | 1620.19
|  |  |  | GF | FF | SF
|  | Roof Beams Basic Rate 1.00 Cum |  | 6191.38 | 6191.38 | 6191.38
|  | Centering charges for Beams material hire charges |  | 2179 | 2179 | 2179
|  | Centering charges for Beams Labour charges |  | 2027 | 2230 | 2432
|  | Add Lift Charges @ 10%, 20% on Labour charges B |  |  | 385.02 | 810.44
|  | Contract Profit @ 13.615% |  | 1415.6 | 1495.66 | 1581.09
|  | 1.00 Cum |  | 11812.98 | 12481.06 | 13193.91
|  |  |  | GF | FF | SF
|  | Roof Slabs 100mm Basic Rate 1sqm |  | 6191.38 | 6191.38 | 6191.38
|  | Roof Slabs 100mm Basic Rate 1sqm | 0.1 | 619.14 | 619.14 | 619.14
|  | Centering charges for Roof Slab material hire charges |  | 247 | 247 | 247
|  | Centering charges for Roof Slab Labour charges |  | 241 | 265 | 289
|  | Add Lift Charges @ 10%, 20% on Labour charges B |  |  | 188.52 | 190.92
|  | Contract Profit @ 13.615% |  | 0 | 0 | 0
|  | 1.00 Sqm |  | 1107.14 | 1319.66 | 1346.06
|  |  |  | GF | FF | SF
|  | Roof Slabs 125mm Basic Rate 1sqm |  | 6191.38 | 6191.38 | 6191.38
|  | Roof Slabs 125mm Basic Rate 1sqm | 0.125 | 773.92 | 773.92 | 773.92
|  | Centering charges for Roof Slab material hire charges |  | 247 | 247 | 247
|  | Centering charges for Roof Slab Labour charges |  | 241 | 265 | 289
|  | Add Lift Charges @ 10%, 20% on Labour charges B |  |  | 188.52 | 190.92
|  | Contract Profit @ 13.615% |  | 171.81 | 200.75 | 204.34
|  | 1.00 Sqm |  | 1433.73 | 1675.19 | 1705.18
|  |  |  | GF | FF | SF
|  | Roof Slabs 150mm Basic Rate 1sqm |  | 6191.38 | 6191.38 | 6191.38
|  | Roof Slabs 125mm Basic Rate 1sqm | 0.15 | 928.71 | 928.71 | 928.71
|  | Centering charges for Roof Slab material hire charges |  | 247 | 247 | 247
|  | Centering charges for Roof Slab Labour charges |  | 241 | 265 | 289
|  | Add Lift Charges @ 10%, 20% on Labour charges B |  |  | 28.28 | 28.64
|  | Contract Profit @ 13.615% |  | 0 | 0 | 0
|  | 1.00 Sqm |  | 1416.71 | 1468.99 | 1493.35
|  | Waist Slab 175mm Basic Rate 1sqm |  | 6191.38 | 6191.38 | 6191.38
|  | Roof Slabs 125mm Basic Rate 1sqm | 0.175 | 1083.49 | 1083.49 | 1083.49
|  | Centering charges for Waist Slab material hire charges |  | 254 | 254 | 254
|  | Centering charges for Waist Slab Labour charges |  | 248 | 273 | 298
|  | Add Lift Charges @ 10%, 20% on Labour charges B |  |  | 33.13 | 33.57
|  | Contract Profit @ 13.615% |  | 0 | 0 | 0
|  | 1.00 Sqm |  | 1585.49 | 1643.62 | 1669.06
|  | Chajjas of 0.50M width with 2" thick |  | GF | FF | SF
|  | Basic Rate Chajja 1.00 Cum |  | 6191.38 | 6191.38 | 6191.38
|  | 2.0M X 0.5M X 0.05M = 0.05Cum / 1.00 Sqm | 0.05 | 309.57 | 309.57 | 309.57
|  | Centering charges for Chajja material hire charges | sqm | 243 | 243 | 243
|  | Centering charges for Chajja Labour charges | sqm | 264 | 290 | 317
|  | Add Lift Charges @ 10%, 20% on Labour charges on B |  |  | 191.02 | 193.72
|  | Contract Profit @ 13.615% |  | 0 | 0 | 0
|  | 1.00 Sqm |  | 816.57 | 1033.59 | 1063.29
Sunshades of 0.60M width with 3" & 2" thick
|  |  |  | GF | FF | SF
|  | Basic Rate Sunshade 1.00 Cum |  | 6191.38 | 6191.38 | 6191.38
|  | 1.0MX0.6MX(0.075+0.05)2 = 0.0375Cum/1M | 0.0375 | 232.18 | 232.18 | 232.18
|  | Centering charges SS material hire charges |  | 243 | 243 | 243
|  | Centering charges SS Labour charges |  | 264 | 290 | 317
|  | Add Lift Charges @ 10%, 20% on Labour charges on B |  |  | 191.02 | 193.72
|  | Contract Profit @ 13.615% |  | 100.64 | 130.19 | 134.23
|  | 1.00 RM |  | 839.82 | 1086.39 | 1120.13
17 | BLD-CSTN-2-13-C | Reinforced Cement Concrete M 20 nominal mix using 12mm size hard granite machine crushed graded metal (coarse aggregate - as per IS 383 - 1970 and IS 2386 Part 1 to Part 8) from approved quarry, using a minimum quantity of 350 kgs. of cement per 1 cum of concrete using concrete Mixer 10 / 7 cft (0.2 / 0.8 cum) capacity including cost and conveyance of all materials like cement, fine aggregate (Sand), coarse aggregate, water etc., to site including centering, shuttering, labour charges such as weigh batching, machine mixing, hire charges of concrete mixer, laying concrete, lift charges, curing etc., for finished item of work (APSS No. 402 & 403)
for platforms and shelves.
A. Materials
|  | 20mm HBG Machine Crushed Chips | cum | 0.9 | 2589.85 | 2330.87
|  | Sand for Concrete | cum | 0.45 | 1013.47 | 456.06
|  | Cement | Kg | 330 | 4218.8 | 1392.2
B. Labour
|  | Mason 1st class | day | 0.067 | 710 | 47.57 |  | 47.57
|  | Mason 2nd class | day | 0.133 | 640 | 85.12 |  | 85.12
|  | Mazdoor (both Men and Women) | day | 2.5 | 595 | 1487.5 |  | 1487.5
B. Machinery
|  | Concrete mixer 10/7 cft (0.2/0.8cum) capacity | hour | 0.267 | 708.08 | 189.06
|  | water (including for curing) | kl | 1.2 | 105 | 126
|  | Basic Cost for 1.00 Cum |  |  |  | 6114.39 |  | 1620.19
|  |  |  | GF | FF | SF
|  | 50mm thick platforms / lofts: 1sqm |  | 6114.39 | 6114.39 | 6114.39
|  | Roof Slabs 50mm Basic Rate 1sqm | 0.05 | 305.72 | 305.72 | 305.72
|  | Hire charges of centering and scaffolding (50% of roof slab) |  | 123.5 | 123.5 | 123.5
|  | Centering charges for Roof Slab Labour charges (50% of roof slab) |  | 120.5 | 132.5 | 144.5
|  | Add Lift Charges @ 10%, 20% on Labour charges B |  |  | 175.27 | 352.94
|  | Contract Profit @ 13.615% |  | 74.84 | 100.34 | 126.16
|  | 1.00 Sqm |  | 624.56 | 837.33 | 1052.82
|  |  |  | GF | FF | SF
|  | 25mm thick platforms / lofts: 1sqm |  | 6114.39 | 6114.39 | 6114.39
|  | Roof Slabs 50mm Basic Rate 1sqm | 0.025 | 152.86 | 152.86 | 152.86
|  | Hire charges of centering and scaffolding (50% of roof slab) |  | 123.5 | 123.5 | 123.5
|  | Centering charges for Roof Slab Labour charges (50% of roof slab) |  | 120.5 | 132.5 | 144.5
|  | Add Lift Charges @ 10%, 20% on Labour charges B |  |  | 175.27 | 176.47
|  | Contract Profit @ 13.615% |  | 54.03 | 79.53 | 81.33
|  | 1.00 Sqm |  | 450.89 | 663.66 | 678.66
2 |  | Plain Cement Concrete M-20 Nominal mix (Cement: Sand: Metal) corresponding Table 9 of IS 456 using 20mm size machine crushed hard granite metal from approved quarry including c/c of all materials like Cement, Sand, coarse aggregate, water etc to site, all marerials including labour charges such as machine mixing, laying concrete, curing etc complete but excluding cost of steel and its fabrication charges for finished item of work
Steps
A. Materials
|  | 20mm HBG Machine chips | cum | 0.9 | 2589.85 | 2330.87
|  | Sand for Concrete | cum | 0.45 | 1013.47 | 456.06
|  | Cement | Kg | 330 | 4218.8 | 1392.2
B. Labour
|  | Mason 1st class | day | 0.1 | 710 | 71 |  | 71
|  | Mason 2nd class | day | 1.39 | 640 | 889.6 |  | 889.6
B. Machinery
|  | Concrete mixer 10/7 cft (0.2/0.8cum) capacity | hour | 0.308 | 708.08 | 218.09
|  | Needle Vibrator 40mm (Petrole) | hour | 0.308 | 288.39 | 88.82
|  | water (including for curing) | kl | 1.2 | 105 | 126
|  | Basic Cost for 1.00 Cum |  |  |  | 5572.64 |  | 960.6
|  |  |  | GF | FF | FF
|  | For Steps Basic Rate 1.00 Cum |  | 5572.64 | 5572.64 | 5572.64
|  | Centering charges for bed block material hire charges |  | 67 | 67 | 67
|  | Centering charges for bed block Labour charges |  | 363 | 363 | 363
|  | Add Lift Charges @ 10%, 20% on Labour charges B |  |  | 132.36 | 132.36
|  | Contract Profit @ 13.615% |  | 817.26 | 835.28 | 835.28
|  | 1.00 Cum |  | 6819.9 | 6970.28 | 6970.28
9 | BLD-CSTN- 2-18 Amendment | Supplying, fitting & placing HYSD bar reinforcement in foundation complete as per drawings and technical Specifications including labour charges for cutting, bending to required sizes and shapes, placing in position and tying with binding wire, forming grills for reinforcement work including cost and conveyance of steel bars below 36mm dia including overlaps and wastage, where they are not welded
Unit = tonne
Taking Output 1.000 tonne
| a) | Material
|  | HYSD Bars including 5% for overlaps & wastage | t | 1.05 | 58000 | 60900
|  | Binding wire | Kg | 6 | 64 | 384
| b) | Labour for cutting, bending, shifting to site, tying and placing in position
|  | Bar bender | day | 10 | 850 | 8500 |  | 8500
|  | Mazdoor (Un-Skilled) | day | 10 | 595 | 5950 |  | 5950
|  | Rate per 1.000 tonne |  |  |  | 75734 |  | 14450
|  |  |  | GF | FF | SF
|  | Basic Rate |  | 75734 | 75734 | 75734
|  | Add Lift Charges @ 10%, 20% on Labour charges B |  |  | 1445 | 2890
|  | Contract Profit @ 13.615% |  | 10311.18 | 10507.92 | 10704.66
|  | Rate per 1.00 MT |  | 86045.18 | 87686.92 | 89328.66
20 | Amendment ofasper Building SSR 2011-12 | Providing Mild Steel (MS) steel bars of different diameters for RCC works , including labour charges for straightening, cutting, bending to required sizes and shapes, placing in position with cover blocks of approved materials and size and tying and welding using electrodes, forming grills for reinforcement work as per approved designs and drawings, including cost and conveyance of steel bars, including all wastages such as overlaps, couplings, welding, chairs, spacer bars including cost and conveyance of binding wire, cover blocks and all incidental, operational, labour charges such as cutting, bending, placing in position, welding including sales and other taxes on all materials etc., complete for finished item of work.
Unit = t
(a) Material
|  | HYSD/ TMT/ MS bars including 2.5 per cent for wastage | t | 1.025 | 60000 | 61500
|  | Welding Electrodes @ 5 per joint (14 joints / ton) | each | 70 | 17 | 1190
|  | Binding wire ( MATERIAL & WORK ITEM RATES S.No.173) | kg | 3 | 64 | 192
(b) Labour for cutting, bending, shifting to site, tying and placing in position
|  | Welder | day | 2.5 | 695 | 1737.5
|  | Black smith | day | 10 | 670 | 6700
|  | Mazdoor (Unskilled) | day | 10 | 595 | 5950
|  | Welding Charges (Hire charges of Welding Machine) | Hr | 10 | 118.81 | 1188.1
|  | Contract Profit @ 13.615% |  |  |  | 10682
|  | Rate per tonne |  |  |  | 89139.6
|  | Rate per Kg |  |  |  | 89.14 | 89.14
11 |  | Supplying & fixing of Iron Doors and Windows Grills including labour charges for fabricating steel including cost of welding rods, power charges & fixing the grill in position etc complete
Unit = Kg
| a) | Material
|  | Structural steel angles for grills including wastage | Kg | 1.025 | 60 | 61.5
| b) | Labour charge fabricating steel grills BMM.V.14 | Kg | 1 | 35 | 35
|  | Labour charg fixing grill in position BMM.V.15 | day | 1 | 6 | 6
|  | Contract Profit @ 13.615% |  |  |  | 13.96
|  | Rate per 1.00 Kg |  |  |  | 116.46
7 |  | Supply and fixing of ornamental grill made of 20mm x 10mm MS flats and MS Grill 8mm x 8mm for fixing in fan light portion and side fixed panels for door cum window as per the approved drawing including cutting the flat to required length, welding, painting with red oxide single coat including cost and conveyance of all materials, labour charges etc., complete for finished otem of work.
|  | Unit = 2.025 Sqm | 2 | 1.5 | 3
|  | MS Flat 25 x 10 Horizantal | 2 | 1.5 | 3
|  | MS Flat 25 x 10 Verticals | 2 | 1.35 | 2.7
|  | 1 RM = 1.96 Kgs |  |  | 5.7 | 11.17
|  | MS Grill 10 x 10 Verticals | 14 | 1.35 | 18.9
|  | MS Grill 10 x 10 Horizantal | 6 | 1.5 | 9
|  | 1 RM = 0.78 Kgs |  |  | 27.9 | 21.76
| a) | Material
|  | Cost of MS flats | Kg | 11.17 | 60 | 670.2
|  | Cost of MS Grill | Kg | 21.76 | 70.8 | 1540.61
| b) | Labour charge fabricating steel grills BMM.V.14 | Kg | 32.93 | 35 | 1152.55
|  | Labour charg fixing grill in position BMM.V.15 | day | 32.93 | 6 | 197.58
|  | Contract Profit @ 13.615% |  |  |  | 0
|  | Rate per 2.025 Sqm |  |  |  | 3560.94
|  | Rate per 1.00 Sqm |  |  |  | 1758.49
23 |  | Supplying & fixing of MS tubes & Pipes including labour charges for fabricating steel including cost of welding rods, power charges & fixing the grill in position etc complete
Unit = Kg
| a) | Material
|  | MS Tubes and pipes BMT-F.04 | Kg | 1.025 | 87 | 89.18
| b) | Labour charge fabricating steel grills BMM.V.16 | Kg | 1 | 31 | 31
|  | Labour charg fixing grill in position BMM.V.17 | day | 1 | 26 | 26
|  | Contract Profit @ 13.615% |  |  |  | 19.9
|  | Rate per 1.00 Kg |  |  |  | 166.08
3 |  | Supplying and fixing of stainless steel (grade 304) hand railing as per approved drawing with top rail of 50mm dia pipe and 2mm thick medium class and vertical posts of 25mm dia and 1.6mm thick medium class 1 No for each step fixed with base plate of 75mm dia using bonding agent and anchor fastner and welding, drilling of 25mm dia holes with pneumatic compressor for fixing railing, buffing, polishing all members of the railing thouroughly , lacquer finishing to present seamless finish including cost and conveyance of all materials, electrodes, welding charges, cost of all consumables, labour charges , overheads & contractors profit etc., complete for finished item of work.
Taking output = 4.60 Rm
|  | 50mm dia SS pipe ( 1 x 4.60) | 4.6 | 2.39 | 10.99
|  | 25mm dia SS pipe (8 x 0.90) | 11.7 | 0.89 | 10.41
21.4
|  | Stainless Steel Tubes BMT-F.06 | Kg | 21.4 | 462 | 9886.8
|  | Labour charge fabricating stainless steel railing BMM-V.18 | Kg | 21.4 | 169 | 3616.6
|  | Drilling of 25mm dia hole(13 x 0.10) BMS-W.76 | Rm | 1.3 | 229 | 297.7
|  | Base Plate 75mm dia. | No | 13 | 80 | 1040
|  | Add for anchor bars | No | 13 | 30 | 390
|  | Add for bonding | No | 13 | 15 | 195
|  | Contract Profit @ 13.615% |  |  |  | 2100.26
|  | Rate per 4.60 Rm |  |  |  | 17526.36
|  | Rate per 1.00 Rm |  |  |  | 3810.08
|  | Rate per 1.00 Sqm (Rm Quantity / 0.90) |  |  |  | 4233.42
25 |  | Supplying and fixing of stainless steel (grade 304) railing for ramp as per approved drawing with top rail of 50mm dia pipe and 2mm thick medium class fixed in to wall with 25mm dia pipe of 0.30m length @ 1m centre to centre and welding, buffing, polishing all members of the railing thouroughly , lacquer finishing to present seamless finish including cost and conveyance of all materials, electrodes, welding charges, cost of all consumables, labour charges , overheads & contractors profit etc., complete for finished item of work.
Taking output = 10.00 Rm
|  | 50mm dia SS pipe ( 1 x 10.00) | 10 | 2.39 | 23.9
|  | 25mm dia SS pipe (9 x 0.30) | 2.7 | 0.89 | 2.4
26.3
|  | Stainless Steel Tubes BMT-F.06 | Kg | 26.3 | 462 | 12150.6
|  | Labour charge fabricating stainless steel railing BMM-V.18 | Kg | 26.3 | 169 | 4444.7
|  | Drilling of 25mm dia hole(9 x 0.10) | Rm | 0.9 | 229 | 206.1
|  | Base Plate 25mm dia. | No | 9 | 30 | 270
|  | Rate per 10.00 Rm |  |  |  | 17071.4
|  | Rate per 1.00 Rm |  |  |  | 1707.14
12 | BLD-CSTN-4-9 | Random Rubble mansonary in CM(1:6) including Cost and Conveyance of all materials and curing charges but excluding unskilled wages etc., complete for finished item of work
Unit = 1 Cum
A. Materials
|  | Cement | Kg | 59.4 | 4218.8 | 250.6
|  | Rough stone | cum | 1.1 | 1298.6 | 1428.46
|  | Fine aggregate (Sand) for Mortor | cum | 0.33 | 1013.47 | 334.45
B. Labour
|  | Mason 1st class | day | 1.2 | 710 | 852
|  | Mazdoor (un-skilled) | day | 2 | 595 | 1190
|  | Rate per 1.00 Cum |  |  |  | 4055.51
10 | BLD-CSTN- 3-1a (iv) | Brick Masonary for Basement with CM (1:6) proportion using 2nd class traditional bricks of size 23X11X7 cms having minimum crushing strength of 40kg/cm2 including c/c of all materials like Cement, Sand, Bricks, water etc including seigniorage, sales and other taxes on all marerilas including all operational, incidental and labour charges such as mixing cement mortar , Scaffolding charges, etc complete for finished item of work (APSS No 501 & 504)
Unit = 1 Cum
A. Materials
|  | Cement | Kg | 48 | 4218.8 | 202.5
|  | Bricks traditional size 23X11X7cms 2nd class | No's | 512 | 9406.56 | 4816.16
|  | Fine aggregate (Sand) for Mortar | cum | 0.2 | 1013.47 | 202.69
B. Labour
|  | Mason 1st class | day | 0.24 | 710 | 170.4
|  | Mason 2nd class | day | 0.56 | 640 | 358.4
|  | Mazdoor (un-skilled) | day | 1.89 | 595 | 1124.55
|  | Rate per 1.00 Cum |  |  |  | 6874.7
|  |  |  | GF | FF | SF
|  | Basic Rate for Walls |  | 6874.7 | 6874.7 | 6874.7
|  | scaffolding material hire charge | 4.35 | 46.89 | 46.89 | 46.89
|  | scaffolding Labour charges | 4.35 | 368.1 | 527.13 | 686.08
|  | Add Lift Charges @ 10%, 20% on Labour charges B |  |  | 218.05 | 233.94
|  | Contract Profit @ 13.615% |  | 992.49 | 1043.83 | 1067.64
|  | Rate per 1.00 Cum |  | 8282.18 | 8710.6 | 8909.25
11 | BLD-CSTN- 3-1a (v) | Brick Masonary for Superstructure with CM (1:8) proportion using 2nd class traditional bricks of size 23X11X7 cms having minimum crushing strength of 40kg/cm2 including c/c of all materials like Cement, Sand, Bricks, water etc including seigniorage, sales and other taxes on all marerilas including all operational, incidental and labour charges such as mixing cement mortar , Scaffolding charges, etc complete for finished item of work (APSS No 501 & 504)
Unit = 1 Cum
A. Materials
|  | Cement | Kg | 36 | 4218.8 | 151.88
|  | Bricks traditional size 23X11X7cms 2nd class | No's | 512 | 9406.56 | 4816.16
|  | Fine aggregate (Sand) for Mortar | cum | 0.2 | 1013.47 | 202.69
B. Labour
|  | Mason 1st class | day | 0.24 | 710 | 170.4 |  | 170.4
|  | Mason 2nd class | day | 0.56 | 640 | 358.4 |  | 358.4
|  | Mazdoor (un-skilled) | day | 1.89 | 595 | 1124.55 |  | 1124.55
|  | Rate per 1.00 Cum |  |  |  | 6824.08 |  | 1653.35
|  |  |  | GF | FF | SF
|  | Basic Rate for Walls |  | 6824.08 | 6824.08 | 6824.08
|  | scaffolding material hire charges | 4.35 | 46.89 | 46.89 | 46.89
|  | scaffolding Labour charges | 4.35 | 368.1 | 527.13 | 686.08
|  | Add Lift Charges @ 10%, 20% on Labour charges B |  |  | 218.05 | 233.94
|  | Contract Profit @ 13.615% |  | 985.6 | 1036.94 | 1060.74
|  | Rate per 1.00 Cum |  | 8224.67 | 8653.09 | 8851.73
19 | BLD-CSTN- 3-3 | 11.5 cm wide Brick masonry for super-structure on ground floor in cm (1:3) using second class traditional size bricks including cost of all materials, seigniorage charges, labour and all operations for constructing half brick masonry, mixing cement mortar, curing etc., complete for finished item of work
Unit = 1 sqm
A. Materials
|  | Cement | Kg | 106 | 4218.8 | 447.19
|  | Bricks traditional size 23X11X7cm 2nd class | No's | 565 | 9406.56 | 5314.71
|  | Fine aggregate (Sand) for Mortar | cum | 0.22 | 1013.47 | 222.96
B. Labour
|  | Mason 1st class | day | 0.6 | 710 | 426
|  | Mason 2nd class | day | 0.6 | 640 | 384
|  | Mazdoor (un-skilled) | day | 2.75 | 595 | 1636.25
|  | Rate per 10.00 Sqm |  |  |  | 8431.11
|  |  |  | GF | FF | SF
|  | Basic Rate for Walls |  | 8431.11 | 8431.11 | 8431.11
|  | scaffoldi material hire charge (1/0.115 = 8.70) | 8.7 | 93.79 | 93.79 | 93.79
|  | scaffolding Labour charges | 8.7 | 736.19 | 1054.27 | 1372.16
|  | Add Lift Charges @ 10%, 20% on Labour charges B |  |  | 350.052 | 763.682
|  | Rate per 10 Sqm |  | 9261.09 | 9929.222 | 10660.742
|  | Rate per 1.00 Sqm |  | 926.11 | 992.92 | 1066.07
30 | BLD-CSTN-6-18 | Masonry work in CM (1:8) prop with Flyash Cement solid blocks of size 290 x 225 x 140 mm for manufacturing of flyash solid blocks using flyash of 80 kgs, cement of 15 kgs. Gypsum of 5 kgs. and stone dust including cost and conveyance of all materials, labour charges, seiniorage charges, scaffolding and curing etc., cpomplete with a compresive streangth not lessthan 50 kg/sqm for walls for Superstructure Walls.
Unit = 1 Cum
A. Materials
|  | No of blocks required for one cum of Masonry BMT-A.03 | No's | 110 | 30 | 3300
|  | Cost of Cement Mortar (1:6) | cum | 0.1 | 2195.65 | 219.57
B. Labour
|  | Mason 1st class | day | 0.42 | 710 | 298.2
|  | Mason 2nd class | day | 0.92 | 640 | 588.8
|  | Man Mazdoor | day | 0.7 | 595 | 416.5
|  | Woman Mazdoor | day | 2.1 | 595 | 1249.5
|  | Rate per 1.00 Cum |  |  |  | 6072.57
|  |  |  | GF | FF | SF
|  | Basic Rate for Walls |  | 6072.57 | 6072.57 | 6072.57
|  | scaffolding material hire charge | 4.35 | 46.89 | 46.89 | 46.89
|  | scaffolding Labour charges | 4.35 | 368.1 | 527.13 | 686.08
|  | Add Lift Charges @ 10%, 20% on Labour charges B |  |  | 616.03 | 647.82
|  | Rate per 1.00 Cum |  | 6487.56 | 7262.62 | 7453.36
12 | BLD-CSTN-6-1 | Ceiling Plastering in CM (1:3) 12mm thick with dubara sponge finishing including cost and conveyance of all materials including all labour charges such as mixing cement mortar and curing etc complete for finished item of work (APSS 901 & 903) as per Amendment Data SoR 16-17
Unit = 10 Sqm
A. Materials
|  | Cement Mortar (1:3) | cum | 0.15 | 3208.16 | 481.22
B. Labour
|  | Mason 1st class | day | 0.45 | 710 | 319.5 |  | 319.5
|  | Mason 2nd class | day | 1.05 | 640 | 672 |  | 672
|  | Mazdoor (un-skilled) | day | 2.8 | 595 | 1666 |  | 1666
|  | Rate per 10.00 Sqm |  |  |  | 3138.72 |  | 2657.5
|  |  |  | GF | FF | SF
|  | Basic Rate 10.00sqm |  | 3138.72 | 3138.72 | 3138.72
|  | scaffolding material hire charges | 10 | 25.7 | 25.7 | 25.7
|  | scaffolding Labour charges | 10 | 169.4 | 240.4 | 311.3
|  | Add Lift Charges @ 10%, 20% on Labour charges B |  |  | 289.79 | 593.76
|  | Contract Profit @ 13.615% |  | 453.9 | 503.02 | 554.06
|  | Rate per 10.00 Sqm |  | 3787.72 | 4197.63 | 4623.54
|  | Rate per 1.00 Sqm |  | 378.77 | 419.76 | 462.35
7 | BLD-CSTN-6-3 | Plastering in CM (1:5) 12mm thick single coat including c/c of all materials including all operational, incidental and labour charges such as mixing cement mortar and curing etc complete for finished item of work (APSS 901, 903 & 904) for internal walls as per Amendment Data SoR 16-17
Unit = 10 Sqm
A. Materials
|  | Cement Mortar (1:5) | cum | 0.15 | 2398.15 | 359.72
B. Labour
|  | Mason 1st class | day | 0.45 | 710 | 319.5
|  | Mason 2nd class | day | 1.05 | 640 | 672
|  | Mazdoor (un-skilled) | day | 2.8 | 595 | 1666
|  | Rate per 10.00 Sqm |  |  |  | 3017.22
|  |  |  | GF | FF | SF
|  | Basic Rate 10.00sqm |  | 3017.22 | 3017.22 | 3017.22
|  | scaffolding material hire charges | 10 | 10.8 | 10.8 | 10.8
|  | scaffolding Labour charges | 10 | 84.7 | 121.2 | 157.7
|  | Add Lift Charges @ 10%, 20% on Labour charges B |  |  | 277.87 | 563.04
|  | Contract Profit @ 13.615% |  | 0 | 0 | 0
|  | Rate per 10.00 Sqm |  | 3112.72 | 3427.09 | 3748.76
|  | Rate per 1.00 Sqm |  | 311.27 | 342.71 | 374.88
8 | BLD-CSTN-6-3 | Plastering in CM (1:5) 20mm thick single coat including c/c of all materials including all operational, incidental and labour charges such as mixing cement mortar and curing etc complete for finished item of work (APSS 901, 903 & 904) for External walls as per Amendment Data SoR 16-17
Unit = 10 Sqm
A. Materials
|  | Cement Mortar (1:5) | cum | 0.21 | 2398.15 | 503.61
B. Labour
|  | Mason 1st class | day | 0.45 | 710 | 319.5 |  | 319.5
|  | Mason 2nd class | day | 1.05 | 640 | 672 |  | 672
|  | Mazdoor (un-skilled) | day | 2.8 | 595 | 1666 |  | 1666
|  | Rate per 10.00 Sqm |  |  |  | 3161.11 |  | 2657.5
|  |  |  | GF | FF | SF
|  | Basic Rate 10.00sqm |  | 3161.11 | 3161.11 | 3161.11
|  | scaffolding material hire charges | 10 | 10.8 | 10.8 | 10.8
|  | scaffolding Labour charges | 10 | 84.7 | 121.2 | 157.7
|  | Add Lift Charges @ 10%, 20% on Labour charges B |  |  | 277.87 | 563.04
|  | Contract Profit @ 13.615% |  | 0 | 0 | 0
|  | Rate per 10.00 Sqm |  | 3256.61 | 3570.98 | 3892.65
|  | Rate per 1.00 Sqm |  | 325.66 | 357.1 | 389.27
34 | BLD-CSTN-6-3 | Plastering in CM (1:3) 20mm thick single coat including c/c of all materials including all operational, incidental and labour charges such as mixing cement mortar and curing etc complete for finished item of work (APSS 901, 903 & 904) for External walls as per Amendment Data SoR 16-17 |  |  |  | BLD-CSTN-6-3
Unit = 10 Sqm
A. Materials
|  | Cement Mortar (1:3) | cum | 0.21 | 3208.16 | 673.71
B. Labour
|  | Mason 1st class | day | 0.45 | 710 | 319.5 |  | 319.5
|  | Mason 2nd class | day | 1.05 | 640 | 672 |  | 672
|  | Mazdoor (un-skilled) | day | 2.8 | 595 | 1666 |  | 1666
|  | Rate per 10.00 Sqm |  |  |  | 3331.21 |  | 2657.5
|  |  |  | GF | FF | SF
|  | Basic Rate 10.00sqm |  | 3331.21 | 3331.21 | 3331.21
|  | scaffolding material hire charges | 10 | 10.8 | 10.8 | 10.8
|  | scaffolding Labour charges | 10 | 84.7 | 121.2 | 157.7
|  | Add Lift Charges @ 10%, 20% on Labour charges B |  |  | 277.87 | 563.04
|  | Rate per 10.00 Sqm |  | 3426.71 | 3741.08 | 4062.75
|  | Rate per 1.00 Sqm |  | 342.67 | 374.11 | 406.28
13 | BLD-CSTN-6-10 | Plastering to brick masonary wall with 12mm thick double coat in CM (1:5) 8 mm thick base coat and CM (1:3) of 4mm thick top coat with dubara sponge finish including c/c of all materials including all operational, incidental and labour charges such as mixing cement mortar and curing etc complete for finished item of work (APSS 901, 903 & 904)
Unit = 10 Sqm
Base Coat in CM(1:6), 16 mm thick
|  | Cement | Kg | 31.7 | 4218.8 | 133.74
|  | Sand Aggregate | cum | 0.11 | 1013.47 | 111.48
Base Coat in CM(1:4), 4 mm thick
|  | Cement | Kg | 19.2 | 4218.8 | 81
|  | Sand Aggregate | cum | 0.04 | 1013.47 | 40.54
B. Labour
|  | Mason 1st class | day | 0.63 | 710 | 447.3 |  | 447.3
|  | Mason 2nd class | day | 1.47 | 640 | 940.8 |  | 940.8
|  | Mazdoor (un-skilled) | day | 3.9 | 595 | 2320.5 |  | 2320.5
|  | Rate per 10.00 Sqm |  |  |  | 4075.36 |  | 3708.6
|  |  |  | GF | FF | SF
|  | Basic Rate 10.00sqm |  | 4075.36 | 4075.36 | 4075.36
|  | scaffolding material hire charges | 10 | 10.8 | 10.8 | 10.8
|  | scaffolding Labour charges | 10 | 84.7 | 121.2 | 157.7
|  | Add Lift Charges @ 10%, 20% on Labour charges B |  |  | 382.98 | 386.63
|  | Contract Profit @ 13.615% |  | 567.86 | 624.97 | 630.44
|  | Rate per 10.00 Sqm |  | 4738.72 | 5215.31 | 5260.93
|  | Rate per 1.00 Sqm |  | 473.87 | 521.53 | 526.09
14 | BLD-CSTN-6-9 | Plastering to brick masonary wall with 20mm thick double coat in CM (1:6) 16 mm thick base coat and CM (1:4) of 4mm thick top coat with dubara sponge finish including c/c of all materials including all operational, incidental and labour charges such as mixing cement mortar and curing etc complete for finished item of work (APSS 901, 903 & 904)
Unit = 10 Sqm
Base Coat in CM(1:6), 16 mm thick
|  | Cement | Kg | 43 | 4218.8 | 181.41
|  | Sand Aggregate | cum | 0.18 | 1013.47 | 182.42
Base Coat in CM(1:4), 4 mm thick
|  | Cement | Kg | 14.5 | 4218.8 | 61.17
|  | Sand Aggregate | cum | 0.04 | 1013.47 | 40.54
B. Labour
|  | Mason 1st class | day | 0.63 | 710 | 447.3 |  | 447.3
|  | Mason 2nd class | day | 1.47 | 640 | 940.8 |  | 940.8
|  | Mazdoor (un-skilled) | day | 3.9 | 595 | 2320.5 |  | 2320.5
|  | Rate per 10.00 Sqm |  |  |  | 4174.14 |  | 3708.6
|  |  |  | GF | FF | SF
|  | Basic Rate 10.00sqm |  | 4174.14 | 4174.14 | 4174.14
|  | scaffolding material hire charges | 10 | 10.8 | 10.8 | 10.8
|  | scaffolding Labour charges | 10 | 84.7 | 121.2 | 157.7
|  | Add Lift Charges @ 10%, 20% on Labour charges B |  |  | 382.98 | 386.63
|  | Contract Profit @ 13.615% |  | 581.31 | 638.42 | 643.89
|  | Rate per 10.00 Sqm |  | 4850.95 | 5327.54 | 5373.16
|  | Rate per 1.00 Sqm |  | 485.1 | 532.75 | 537.32
37 |  | RCM facia 5cm thick in CM (1:3) for drop walls, fins with rabbit wire mesh & nominal reinforcement as directed by Engineer-in-charge with dubara sponge finishing, including cost & conveyance of all materials to site, seigniorage charges, sales & other taxes on all materials, operational & incidental, cost and conveyance of cement, wire mesh, water to work site, centering, scaffolding and form work, lift charges etc., complete for finished items of work but excluding cost of steel & its fabrication charges, for finished item of work. (APSS No.403 & 903)
Unit = 10 sqm
A. MATERIALS:
|  | Rabbit wire mesh BMT-F.28 | sqm | 13.3 | 23 | 305.9
|  | Cement Mortar 1:3 for 25 mm thick | cum | 0.25 | 3208.16 | 802.04
|  | Dry Cement for making Lumps | kg | 50 | 4218.8 | 210.94
|  | 12 mm Plastering 2 coats in 1:4 & 1:2 cm both sides | sqm | 21.8 | 473.87 | 10330.37
B) LABOUR CHARGES
|  | 1st Class Mason | day | 8 | 710 | 5680
|  | Mazdoor (unskilled) | day | 10 | 595 | 5950
c) Machinery
|  | Concrete mixer 10/7 cft (0.2/0.8cum) capacity | Hrs | 2 | 708.08 | 1416.16
|  | BASIC COST per 10 sqm |  |  | Rs | 24695.41
|  |  |  | GF | FF
|  | Basic Rate |  | 24695.41 | 24695.41
|  | Add extra for Scaffolding Material Charges @Rs 1.03 Sqm | 10 | 10.8 | 10.8
|  | Add extra for Scaffolding labour Charges | 10 | 84.7 | 121.2
|  | Add Labour Comp on LC | 10 | 0 | 1175.12
|  | BASIC COST per 10 sqm |  | 24790.91 | 26002.53
|  | BASIC COST per 1 sqm GF |  | 2479.09 | 2600.25
15 | BLD-CSTN-8-25 | Providing impervious coat to exposed RCC Roof Slab surface with CM (1:3) 12mm thick with 1Kg of water proof compound per bag of Cement laid over roof when it is green including c/c of all materials and labour charges for mixing mortar, laying, rendering smooth and thread lining, cutting, rounding off junctions of wall and slab etc for finished item of work (APSS 901, 903)
Unit = 10 Sqm
A. Materials
|  | Cement Mortar (1:3) | cum | 0.15 | 3208.16 | 481.22
|  | Water proof compound BMT-H.91 | Kg | 2 | 86 | 172
B. Labour
|  | Mason 1st class | day | 0.45 | 710 | 319.5 |  | 319.5
|  | Mason 2nd class | day | 1.05 | 640 | 672 |  | 672
|  | Mazdoor (un-skilled) | day | 2.8 | 595 | 1666 |  | 1666
|  | Rate per 10.00 Sqm |  |  |  | 3310.72 |  | 2657.5
|  |  |  | GF | FF | FF
|  | Basic Rate 10.00sqm |  | 3310.72 | 3310.72 | 3310.72
|  | Add Lift Charges @ 10%, 20% on Labour charges B |  |  | 265.75 | 531.5
|  | Contract Profit @ 13.615% |  | 450.75 | 486.94 | 523.12
|  | Rate per 10.00 Sqm |  | 3761.47 | 4063.41 | 4365.34
|  | Rate per 1.00 Sqm |  | 376.15 | 406.34 | 436.53
39 | BLD-CSTN-8-25 | Providing impervious coat to exposed RCC Roof Slab surface with CM (1:3) 20mm thick with 1Kg of water proof compound per bag of Cement laid over roof when it is green including c/c of all materials and labour charges for mixing mortar, laying, rendering smooth and thread lining, cutting, rounding off junctions of wall and slab etc for finished item of work (APSS 901, 903) |  |  |  | BLD-CSTN- 8 -25
Unit = 10 Sqm
A. Materials
|  | Cement Mortar (1:3) | cum | 0.21 | 2195.65 | 461.09
|  | Water proof compound BMT-H.91 | Kg | 2 | 86 | 172
B. Labour
|  | Mason 1st class | day | 0.66 | 710 | 468.6 |  | 468.6
|  | Mason 2nd class | day | 1.54 | 640 | 985.6 |  | 985.6
|  | Mazdoor (un-skilled) | day | 3.7 | 595 | 2201.5 |  | 2201.5
|  | Rate per 10.00 Sqm |  |  |  | 4288.79 |  | 3655.7
|  |  |  | GF | FF | SF
|  | Basic Rate 10.00sqm |  | 4288.79 | 4288.79 | 4288.79
|  | Add Lift Charges @ 10%, 20% on Labour charges B |  |  | 365.57 | 731.14
|  | Rate per 10.00 Sqm |  | 4288.79 | 4654.36 | 5019.93
|  | Rate per 1.00 Sqm |  | 428.88 | 465.44 | 501.99
9 | BLD-CSTN-7-7 | Flooring with high polished granite 16 to 18 mm mm thick slabs other than black set over base coat of cement mortar (1:8), 20 mm thick over CC bed already laid or RCC roof slab, including neat cement slurry of honey like consistency spread @ 3.3.kgs per sqm & jointed neatly with white cement paste mixed with pigment of matching shade to full depth, including cost of all materials like cement, sand water and tilesetc., complete, including seigniorage charges, labour charges for dressing of tilesetc., complete for finished item of work, but excluding the cost of conveyance of all materials |  |  |  | BLD-CSTN-7-7
Unit = 10 Sqm
A. Materials
|  | High polished granite 16 to 18 mm thick slab other than black | sqm | 10.1 | 2366.9152 | 23905.84
|  | Cement for CM (1:8) proportion for basecoat | Kg | 36 | 4218.8 | 151.88
|  | Cement for slurry | Kg | 33 | 4218.8 | 139.22
|  | Cement for jointing | Kg | 6 | 4218.8 | 25.31
|  | Sand for Mortar CM (1:8) proportion | cum | 0.2 | 1013.47 | 202.69
B. Labour
|  | Mason 1st class | day | 3 | 710 | 2130 |  | 2130
|  | Mason 2nd class | day | 1 | 640 | 640 |  | 640
|  | Mazdoor (un-skilled) | day | 8 | 595 | 4760 |  | 4760
|  | Water charges 1% |  | 0.01 | 8049.1 | 80.49 |  | 80.49
|  | Rate per 10.00 Sqm |  |  |  | 32035.43 |  | 7530
|  |  |  | GF | FF | SF
|  | Basic Rate 10.00sqm |  | 32035.43 | 32035.43 | 32035.43
|  | Add Lift Charges @ 10%, 20% on Labour charges B |  |  | 753 | 1506
|  | Contract Profit @ 13.615% |  | 0 | 0 | 0
|  | Rate per 10.00 Sqm |  | 32035.43 | 32788.43 | 33541.43
|  | Rate per 1.00 Sqm |  | 3203.54 | 3278.84 | 3354.14
10 | BLD-CSTN-7-21 | Providing skirting to internal walls to 15 cm height/risers of steps with 16-18 mm thick polished granite tiles length equal to flooring stones, set over base coat of CM (1:3) 12 mm thick with cement slurry of honey like consistency spread at the rate of 3.30 kgs per sqm and jointed with white cement paste mixed with pigment of matching shade to full depth, including cost of all materials like tiles, cement, sand and water etc., complete including seigniorage charges, etc., complete for finished item of work
Unit = 10 Sqm
A. Materials
|  | High polished granite 16 to 18 mm thick slab other than black | sqm | 10.1 | 2366.9152 | 23905.84
|  | Sand for Moratr CM (1:3) proportion | cum | 0.12 | 1013.47 | 121.62
|  | Cement for CM (1:3) for basecoat | Kg | 57.6 | 4218.8 | 243
|  | Cement for slurry | Kg | 33 | 4218.8 | 139.22
|  | White cement | Kg | 5 | 27.95 | 139.75
B. Labour
|  | Mason 1st class | day | 2.1 | 710 | 1491 |  | 1491
|  | Mason 2nd class | day | 4.9 | 640 | 3136 |  | 3136
|  | Mazdoor (un-skilled) | day | 0.8 | 595 | 476 |  | 476
|  | Water charges 1% |  | 0.01 | 5746.59 | 57.47 |  | 57.47
|  | Rate per 10.00 Sqm |  |  |  | 29709.9 |  | 5103
|  |  |  | GF | GF | FF
|  | Basic Rate 10.00sqm |  | 29709.9 | 29709.9 | 29709.9
|  | Add Lift Charges @ 10%, 20% on Labour charges |  |  | 510.3 | 1020.6
|  | Contract Profit @ 13.615% |  | 0 | 0 | 0
|  | Rate per 10.00 Sqm |  | 29709.9 | 30220.2 | 30730.5
|  | Rate per 1.00 Sqm |  | 2970.99 | 3022.02 | 3073.05
42 |  | Full Rounding the edges of Marble/ Granite stone slabs of all thicknesses including polishing the same.
|  | Initial Cost BMM-V.11 | Rm | 1 | 529 | 529
|  | Rate per 1.00 Rm |  |  |  | 529
6 | BLD-CSTN-7-4 | Flooring with chequrred terrazzo tiles of 22 mm thick (medium shade) set over base coat of cement mortar (1:6) 12 mm thick over CC bed already laid or RCC roof slab, including near cement slurry of honey like consistency spread @ 3.3.kgs per sqm & jointed with neat cement to full depth mixed with pigment of matching shade including cost of all materials like cement, sand water and tiles etc., complete, including seigniorage charges, complete for finished item of work
Unit = 10 Sqm
A. Materials
|  | Chequerred terrazzo tiles of 22 mm thick (medium shade) BMT-D.01 | sqm | 10.05 | 315 | 3165.75
|  | Cement for CM (1:6) proportion for basecoat | Kg | 28.8 | 4218.8 | 121.5
|  | Cement for slurry | Kg | 33 | 4218.8 | 139.22
|  | Cement for jointing | Kg | 6 | 4218.8 | 25.31
|  | Sand for Mortar CM (1:6) proportion | cum | 0.12 | 1013.47 | 121.62
B. Labour
|  | Mason 2nd class | day | 0.96 | 640 | 614.4 |  | 614.4
|  | Man Mazdoor | day | 2.24 | 595 | 1332.8 |  | 1332.8
|  | Mazdoor (un-skilled) | day | 3.3 | 595 | 1963.5 |  | 1963.5
|  | Rate per 10.00 Sqm |  |  |  | 7484.1 |  | 3910.7
|  |  |  | GF | FF | SF
|  | Basic Rate 10.00sqm |  | 7484.1 | 7484.1 | 7484.1
|  | Add Lift Charges @ 10%, 20% on Labour charges B |  |  | 391.07 | 782.14
|  | Rate per 10.00 Sqm |  | 7484.1 | 7875.17 | 8266.24
|  | Rate per 1.00 Sqm |  | 748.41 | 787.52 | 826.62
44 | BLD-CSTN-7-20 | Providing Skirting to internal walls to 15cm height / risers of steps with chequrred terrazzo tiles length equal to flooring stones, set over base coat of CM (1:5) 12mm thick with Cement slurry of honey like consistency spread @ 3.30 Kgs per Sqm & jointed with white Cement paste mixed with pigment of matching shade to full depth, including c/c of materials like Cement, Sand and Water and tiles etc complete for finished item of work
Unit = 10 Sqm
A. Materials
|  | Chequerred terrazzo tiles of 22 mm thick (medium shade) BMT-D.01 | sqm | 10.1 | 315 | 3181.5
|  | Sand for Mortar for CM (1:5) proportion | cum | 0.12 | 1013.47 | 121.62
|  | Cement for CM (1:5) base coat | Kg | 34.56 | 4218.8 | 145.8
|  | Cement for Slurry | Kg | 33 | 4218.8 | 139.22
|  | White Cement jointing & pointing BMS.W.68 | Kg | 2 | 27.95 | 55.9
B. Labour
|  | Mason 1st class | day | 0.96 | 710 | 681.6
|  | Mason 2nd class | day | 2.24 | 640 | 1433.6
|  | Mazdoor (un-skilled) | day | 3.3 | 595 | 1963.5
|  | Rate per 10.00 Sqm |  |  |  | 7722.74
|  |  |  | GF | FF | SF
|  | Basic Rate 10sqm |  | 7722.74 | 7722.74 | 7722.74
|  | Add Lift Charges @ 10%, 20% on Labour charges on B |  |  | 407.87 | 815.74
|  | 10.00 Sqm |  | 7722.74 | 8130.61 | 8538.48
|  | 1.00 Sqm |  | 772.27 | 813.06 | 853.85
16 | BLD-CSTN-7-5 | Flooring with Porcelain Vitrified tiles stain free double charged of 1st quality and of size not less than 600X600X8mm thickness glossy finish premium colours, set over base coat of CM (1:8), 12mm thick over already laid CC bed / RCC Roof slab, including neat Cement slurry of honey like consistency spread @ 3.30 Kgs per Sqm & jointed with neat white Cement paste to full depth mixed with pigment of matching shade including c/c of all materials like Cement, Sand and Water and tiles etc complete including labour charges etc complete for finished item of work
Unit = 10 Sqm
A. Materials
|  | Vitrified tiles 600X600X8mm th BMT-C.09 | sqm | 10.1 | 625 | 6312.5
|  | Cement for CM (1:8) proportion for basecoat | Kg | 21.6 | 4218.8 | 91.13
|  | Cement for slurry | Kg | 33 | 4218.8 | 139.22
|  | Cement for pointing with CM (1:3) | Kg | 6 | 4218.8 | 25.31
|  | Sand for Mortar for CM (1:8) proportion | cum | 0.12 | 1013.47 | 121.62
|  | Sand for Moratr for pointing | cum | 0.02 | 1013.47 | 20.27
B. Labour
|  | Mason 1st class | day | 0.96 | 710 | 681.6
|  | Mason 2nd class | day | 2.24 | 640 | 1433.6
|  | Mazdoor (un-skilled) | day | 3.3 | 595 | 1963.5
|  | Add water charges 1% |  | 0.01 | 10788.75 | 107.89
|  | Rate per 10.00 Sqm |  |  |  | 10896.64
|  |  |  | GF | FF | SF
|  | Basic Rate 10sqm |  | 10896.64 | 10896.64 | 10896.64
|  | Add Lift Charges @ 10%, 20% on Labour charges on B |  |  | 407.87 | 815.74
|  | Contract Profit @ 13.615% |  | 1483.58 | 1539.11 | 1594.64
|  | 10.00 Sqm |  | 12380.22 | 12843.62 | 13307.02
|  | 1.00 Sqm |  | 1238.02 | 1284.36 | 1330.7
17 | BLD-CSTN-7-20 | Providing Skirting to internal walls to 15cm height / risers of steps with Porcelain Vitrified tiles length equal to flooring stones, set over base coat of CM (1:5) 12mm thick with Cement slurry of honey like consistency spread @ 3.30 Kgs per Sqm & jointed with white Cement paste mixed with pigment of matching shade to full depth, including c/c of materials like Cement, Sand and Water and tiles etc complete for finished item of work
Unit = 10 Sqm
A. Materials
|  | Vitrified tiles 600X600X8mm th BMT-C.09 | sqm | 10.1 | 625 | 6312.5
|  | Sand for Mortar for CM (1:5) proportion | cum | 0.12 | 1013.47 | 121.62
|  | Cement for CM (1:5) base coat | Kg | 34.56 | 4218.8 | 145.8
|  | Cement for Slurry | Kg | 33 | 4218.8 | 139.22
|  | White Cement jointing & pointing BMS.W.68 | Kg | 2 | 27.95 | 55.9
B. Labour
|  | Mason 1st class | day | 0.96 | 710 | 681.6
|  | Mason 2nd class | day | 2.24 | 640 | 1433.6
|  | Mazdoor (un-skilled) | day | 3.3 | 595 | 1963.5
|  | Rate per 10.00 Sqm |  |  |  | 10853.74
|  |  |  | GF | FF | SF
|  | Basic Rate 10sqm |  | 10853.74 | 10853.74 | 10853.74
|  | Add Lift Charges @ 10%, 20% on Labour charges on B |  |  | 407.87 | 815.74
|  | Contract Profit @ 13.615% |  | 1477.74 | 1533.27 | 1588.8
|  | 10.00 Sqm |  | 12331.48 | 12794.88 | 13258.28
|  | 1.00 Sqm |  | 1233.15 | 1279.49 | 1325.83
6 | BLD-CSTN-7-6 | Flooring with Ceramic non skid tiles of not less than 7-8mm thick 1st quality laid over floor bed / VRCC slab set over base coat of CM (1:8), 12mm thick and neat grey Cement slurry of honey like consistency spread @ 3.30 Kgs per Sqm & jointed with neat white Cement paste to full depth mixed with pigment of matching shade including c/c of all materials to site including cost of mixing of mortar and watering and levelling to proper slope and curing including all labour charges etc for finished item of work
Unit = 10 Sqm
A. Materials
|  | Non-Skid Ceramic tiles 300X300 BMT-C.01 | sqm | 10.1 | 396.4 | 4003.64
|  | Cement for CM (1:8) proportion for basecoat | Kg | 21.6 | 4218.8 | 91.13
|  | Cement for slurry | Kg | 33 | 4218.8 | 139.22
|  | White Cement jointing & pointing BMS.W.68 | Kg | 2 | 27.95 | 55.9
|  | Sand for Mortar CM (1:8) proportion | cum | 0.12 | 1013.47 | 121.62
B. Labour
|  | Mason 1st class | day | 0.96 | 710 | 681.6
|  | Mason 2nd class | day | 2.24 | 640 | 1433.6
|  | Mazdoor (un-skilled) | day | 3.3 | 595 | 1963.5
|  | Rate per 10.00 Sqm |  |  |  | 8490.21
|  |  |  | GF | FF | SF
|  | Basic Rate 10sqm |  | 8490.21 | 8490.21 | 8490.21
|  | Add Lift Charges @ 10%, 20% on Labour charges on B |  |  | 407.87 | 815.74
|  | 10.00 Sqm |  | 8490.21 | 8898.08 | 9305.95
|  | 1.00 Sqm |  | 849.02 | 889.81 | 930.6
7 | BLD-CSTN-7-18 | Providing Daddooing to walls with 5 to 7mm thick Glazed Ceramic wall tiles of 1st quality of 6mm thick set over base coat of CM (1:3) 12mm thick with Cement slurry of honey like consistency spread @ 3.30 Kgs per Sqm & jointed with neat white Cement paste to full depth mixed with pigment of matching shade including c/c of all materials to site, cost of all materials like tiles, Cement, sand and water etc complete for finished item of work
Unit = 10 Sqm
A. Materials
|  | Glazed Ceramic wall tiles 6mm BMT.C.21 | sqm | 10 | 330 | 3300
|  | Sand for Mortar CM (1:3) proportion | cum | 0.12 | 1013.47 | 121.62
|  | Cement for CM (1:3) base coat | Kg | 57.6 | 4218.8 | 243
|  | Cement for Slurry | Kg | 33 | 4218.8 | 139.22
|  | White Cement for jointing and pointing | Kg | 6 | 27.95 | 167.7
B. Labour
|  | Mason 1st class | day | 0.77 | 710 | 546.7
|  | Mazdoor (un-skilled) | day | 0.8 | 595 | 476
|  | Rate per 10.00 Sqm |  |  |  | 4994.24
|  |  |  | GF | FF | SF
|  | Basic Rate 10sqm |  | 4994.24 | 4994.24 | 4994.24
|  | Add Lift Charges @ 10%, 20% on Labour charges on B |  |  | 102.27 | 204.54
|  | 10.00 Sqm |  | 4994.24 | 5096.51 | 5198.78
|  | 1.00 Sqm |  | 499.42 | 509.65 | 519.88
4 | BLD-CSTN-5-1 | Flush Pointing with CM (1:3) to Brick Masonry
Unit = 10 sqm
A. Materials
|  | Cement | Kg | 14.4 | 4218.8 | 60.75
|  | Fine aggregate (Sand) for Mortar | cum | 0.03 | 1013.47 | 30.4
B. Labour
|  | Mason 2nd class | day | 0.5 | 640 | 320
|  | Mazdoor (un-skilled) | day | 0.74 | 595 | 440.3
|  | Rate per 10.00 Sqm |  |  |  | 851.45
5 | BLD-CSTN-7-11 | Flooring with pressed clay flooring tiles, set over base coat of cement mortar (1:8) 12 mm thick over CC bed already laid or RCC roof slab, including neat cement slurry of honey like consistency spread @ 3.3.kgs per sqm & jointed neatly with cement mixed with pigment of matching shade to full depth, including cost of all materials like cement, sand water and tiles etc., complete, for finished item of work,
Unit = 10 sqm
A. Materials
|  | 20 X 20 cm pressed clay flooring tiles | No's | 0.255 | 31737.24 | 8093
|  | Cement for CM (1:8) for base coat | Kgs | 21.6 | 4218.8 | 91.13
|  | Cement for jointing & pointing | Kgs | 6 | 4218.8 | 25.31
|  | Pointing with CM (1:3) | Sqm | 1 | 851.45 | 851.45
|  | Deduct CM (1:3) | cum | 0.04 | 1013.47 | -40.54
|  | Sand for CM (1:8) | cum | 0.12 | 1013.47 | 121.62
B. Labour
|  | Mason 1st class | day | 0.96 | 710 | 681.6
|  | Mason 2nd class | day | 2.24 | 640 | 1433.6
|  | Mazdoor (un-skilled) | day | 4.3 | 595 | 2558.5
|  | Rate per 10.00 Sqm |  |  |  | 13815.67
|  |  |  | GF | FF | SF
|  | Basic Rate 10sqm |  | 13815.67 | 13815.67 | 13815.67
|  | Add Lift Charges @ 10%, 20% on Labour charges on B |  |  | 467.37 | 934.74
|  | 10.00 Sqm |  | 13815.67 | 14283.04 | 14750.41
|  | 1.00 Sqm |  | 1381.57 | 1428.3 | 1475.04
9 | BLD-CSTN-7-13 | Gronolithie Concrete Flooring 20 mm thick with (1:1:2), using 6mm to 12 mm size hard granite machine crushed metal laid over CC bed already laid or RCC roof slab, in alternate panels of size not exceeding 1.50 m x 1.50 m and finishing the top surface to required smoothness and slopes and thread lining including cost of all materials like cement, metal, sand and water etc., complete, including seigniorage charges, etc., complete for finished item of work, but excluding the cost of conveyance of all materials
Unit = 10 Sqm
A. Materials
|  | 6mm to 12 mm H.G. Metal (Machine crushed) | cum | 0.17 | 2386.1 | 405.64
|  | Cement | Kg | 120 | 4218.8 | 506.26
|  | Sand | cum | 0.085 | 1013.47 | 86.14
B. Labour
|  | Mason 1st class | day | 1.25 | 710 | 887.5
|  | Mason 2nd class | day | 0.06 | 640 | 38.4
|  | Mazdoor (un-skilled) | day | 3 | 595 | 1785
|  | Rate per 10.00 Sqm |  |  |  | 3708.94
|  |  |  | GF | FF | SF
|  | Basic Rate 10sqm |  | 3708.94 | 3708.94 | 3708.94
|  | Add Lift Charges @ 10%, 20% on Labour charges on B |  |  | 271.09 | 542.18
|  | 10.00 Sqm |  | 3708.94 | 3980.03 | 4251.12
|  | 1.00 Sqm |  | 370.89 | 398 | 425.11
51 | BLD-CSTN-9-4 | White washing one coat with whiting of approved quality to give an even shade after thoroughly brushing the surface to remove all dirt and remains of loose powdered materials including cost of all materials, labour charges and incidental such as scaffolding, lift charges etc., complete for finished item of work, but excluding conveyance charges of materials
Unit = 10 Sqm
A. Materials
|  | Whiting / White Cement / BMT-J.31 | 20Kg | 1.2 | 607 | 36.42
B. Labour
|  | Painter | day | 0.11 | 795 | 87.45
|  | Mazdoor (un-skilled) | day | 0.22 | 595 | 130.9
|  | Sundries including brushes, ladders, etc.,5% |  | 0.05 | 254.77 | 12.74
|  | Rate per 10.00 Sqm |  |  |  | 267.51
|  |  |  | GF | FF | SF
|  | Basic Rate 10 sqm |  | 267.51 | 267.51 | 267.51
|  | Add Lift Charges @ 10%, 20% on Labour charges on B |  |  | 21.84 | 21.84
|  | 10.00 Sqm |  | 267.51 | 289.35 | 289.35
|  | 1.00 Sqm |  | 26.75 | 28.94 | 28.94
8 | Amendment ofasper Building SSR 2011-12 | Providing and applying Wall putty of White Cement or Polymer or Cement based of average 1 to 2 mm thickness over plastered surface to prepare the surface even and smooth after thoroughly brushing the surface to remove all dirt and remains of loose powdered materials, applying emery paper, Sand the surface, clean & wipe off loose dust, applying knifing paste filler by putty knife / muslin pad, air dry for 2 - 3 hrs, sand with 180 and 320 No., emery paper for the surface preparation including cost and conveyance of all materials and all operational, incidental and all labour charges etc., complete for finished item of work in all floors for internal walls
Unit = 10 Sqm
A. Materials
|  | wall putty (BMT-J.31) | 20Kg | 23 | 607 | 698.05
B. Labour
|  | Painter 1st class | day | 0.273 | 795 | 217.04
|  | Painter 2nd class | day | 0.637 | 640 | 407.68
|  | Mazdoor (un-skilled) | day | 0.91 | 595 | 541.45
|  | Sundries |  | 0.01 | 1864.22 | 18.64
|  | Rate per 10.00 Sqm |  |  |  | 1882.86
|  |  |  | GF | FF | SF
|  | Basic Rate 10 sqm |  | 1882.86 | 1882.86 | 1882.86
|  | Add Lift Charges @ 10%, 20% on Labour charges on B |  |  | 116.62 | 233.24
|  | 10.00 Sqm |  | 1882.86 | 1999.48 | 2116.1
|  | 1.00 Sqm |  | 188.29 | 199.95 | 211.61
18 | BLD-CSTN-10-2 | Painting, Priming Coat on New Plastered Surface for internal walls
Unit: 10 sqm
A. MATERIALS :
|  | Cement Primer Interior Grade BMT-J.01 | kg | 1 | 175 | 175
B. LABOUR
|  | Painter 1st class | day | 0.21 | 795 | 166.95
|  | Painter 2nd class | day | 0.49 | 640 | 313.6
|  | Sundries including brushes, soaps, putty etc., |  | 0.005 | 655.55 | 3.28
|  | Total cost for 10 sqm |  |  |  | 658.83
|  | BASIC COST per 10 sqm |  |  |  | 658.83
19 | BLD-CSTN-10-2 | Painting, Priming Coat on New Plastered Surface for external walls
Unit: 10 sqm
A. MATERIALS :
|  | Cement Primer external Grade BMT-J.02 | kg | 1 | 205 | 205
B. LABOUR
|  | Painter 1st class | day | 0.21 | 795 | 166.95
|  | Painter 2nd class | day | 0.49 | 640 | 313.6
|  | Sundries including brushes, soaps, putty etc., |  | 0.005 | 685.55 | 3.43
|  | Total cost for 10 sqm |  |  |  | 688.98
|  | BASIC COST per 10 sqm |  |  |  | 688.98
20 | Amendment ofasper Building SSR 2011-12 | Painting to new walls with 2 coats of acrylic Emulsion paint Asian or equivalent and shade over Priming coat with Cement primer water base interior Gr-1 Asian or equivalent on new plastered surface after throughly brushing the surace remove all dirt and remains of loose powdered materials including cost and conveyance of all materials to worksite and all oparational, incidental, labour charges etc complete for finished item of work as per SS 911 for internal walls
PRIMARY COAT:
|  | Painting, Priming Coat with Cement Primer | 10 Sqm | 1 | 658.83 | 658.83
A) MATERIALS :
|  | acrylic Emulsion paint | Ltr | 0.8 | 200 | 160
B) LABOUR
|  | Painter - 1st Class | day | 0.36 | 795 | 286.2
|  | Painter - 2nd class | day | 0.84 | 640 | 537.6
1642.63
|  |  |  | GF | FF | SF
|  | Basic Rate |  | 1642.63 | 1642.63 | 1642.63
|  | Lift Charges per 10 Sqmt. |  |  | 130.435 | 260.87
|  | Contract Profit @ 13.615% |  | 223.64 | 241.4 | 259.16
|  | BASIC COST per 10 sqm |  | 1866.27 | 2014.465 | 2162.66
|  | BASIC COST per 1 sqm |  | 186.63 | 201.45 | 216.27
21 | Amendment ofasper Building SSR 2011-12 | Painting to new walls with 2 coats of acrylic Emulsion paint Asian or equivalent and shade over Priming coat with Cement primer water base exterior Gr-2 Asian or equivalent on new plastered surface after throughly brushing the surace remove all dirt and remains of loose powdered materials including c/c of all materials to worksite and all oparational, incidental ,labour charges etc complete for finished item of work as per SS 912 for External walls
|  | Painting, Priming Coat with Cement Primer | 10 Sqm | 1 | 688.98 | 688.98
A) MATERIALS :
|  | acrylic Emulsion paint (at 20 sqm / liter as per British Paints (I) Ltd. | Ltr | 0.8 | 235 | 188
B) LABOUR
|  | Painter - 1st Class | day | 0.21 | 795 | 166.95
|  | Painter - 2nd class | day | 0.49 | 640 | 313.6
|  | Mazdoor | day | 1.5 | 595 | 892.5
2250.03
|  |  |  | GF | FF | SF
|  | Basic Rate |  | 2250.03 | 2250.03 | 2250.03
|  | Add Labour Comp on LC |  |  | 185.36 | 370.72
|  | Contract Profit @ 13.615% |  | 306.34 | 331.58 | 356.82
|  | BASIC COST per 10 sqm |  | 2556.37 | 2766.97 | 2977.57
|  | BASIC COST per 1 sqm |  | 255.64 | 276.7 | 297.76
9 | BLD-CSTN -10-6 & 10-12 (iii) | Painting Old Wood work with Two coats of ready mixed Synthatic Enamil paint first quality of shades after thoroughly brushes the surface to remove all remains of loose provided materials including cost and conveyance of all materials, cost of brushe for finished item of work as per APSS
Unit = 10 Sqm
Primary Coat on New Wood Work
A. Materials
|  | Wood primer BMT.J.05 | Lit | 0.7 | 180
B. Labour
|  | Painter 1st class | day | 0.21 | 795 |  |  | 0
|  | Painter 2nd Class | day | 0.48 | 640 |  |  | 0
|  | Sundries including brushes @ 1% overall above |  |  | 0 | 0
Painting Two Coats on New Wood Work
A. Materials
|  | Synthatic Enamil Paint at 20sqm/Lt BMT.J.29 | Lit | 2.8 | 285 | 798
B. Labour
|  | Painter 1st class | day | 0.36 | 795 | 286.2 |  | 286.2
|  | Painter 2nd Class | day | 0.84 | 640 | 537.6 |  | 537.6
|  | Contract Profit @ 13.615% |  |  |  | 0
|  | Total Rate per Primary &Two coats 10.00 Sqm |  |  |  | 1621.8 |  | 286.2
|  | Rate per 1.00 Sqm |  |  |  | 162.18 |  | 28.62
59 |  | Supply & application of One Coat Water based Cement Primer, One coat of Deco / PMCC Orient Base Exterior Texture & two coats of Altek Harmony (Emulsion paint exterior grade) inclusive of all taxes for finished item of work
| BMT-J.46 | Initial cost (SSR 2012-13) | Sqm | 1 | 205 | 205
205
8 |  | Supply & applying Poly-Urethane Water Proof Polish Glossy/ Matt finish to the wood works duly cleaning the surface and applying emery paper, Sand the wood with 180 No., emery paper and then with 320 No., emery paper, clean & wipe off loose dust, applying suitable knifing paste filler / wood filler by putty knife / muslin pad, air dry for 2 - 3 hrs, sand with 180 and 320 No., emery paper, applying two component wood sealer, after the surface preparation applying one coat of approved spraying PU thinner (for spraying) / applying one coat of approved brushing PU thinner or general purpose thinner (for brushing) and apply one coat of PU by brush or spray, air-dry overnight, Sand again with 180 No. emery paper and removing dust, applying second coat of PU, air drying for 4 - 6 Hrs, Sand with 320 No emery paper, and applying (either with spray or brush) two coats of approved brand PU including cost & labour charges, emery papers, cost of thinner & PU of approved brands such as Jenson & Nicholson, Asian Paints, Berger Paints or equivalent etc., complete for finished item
Unit = 1 sqm
| BMT-J.18 | Poly-Urethene Polish - exteritor Grade | Ltr | 0.065 | 880 | 57.2
| BMT-J.13 | Thinner for Polyurethane polish | Ltr | 0.033 | 260 | 8.58
|  | Painter 1st class | day | 0.24 | 795 | 190.8
|  | Painter 2nd class | day | 0.56 | 640 | 358.4
|  | Helper | day | 0.8 | 595 | 476
|  | Basic coat per 1 sqm |  |  |  | 1090.98
16 |  | Painting, Lettering and Picturing to walls with two coats over primary coat with Emulsion paint (Like Birds, Animals, Cartoons, Numbers etc.,) to Angnwadi center building as per the instructions of Engineer - in - charge including cost and conveyance of all paints and all labour charges etc complete.
|  | As per quotation rate | Sqm | 1 | 630 | 630
|  | Contract Profit @ 13.615% |  |  |  | 85.77
0
62 |  | Supply & fixing of Rolling shutter made of 80 x 1.25 mm machine rolled CRCA laths, interlocked together through their entire length and jointed together at the ends by endlocks, mounted on specially designed pipe shaft of 50mm dia nominal bore MS B class pipe with brackets, plates, guide channels, stoppers, bottom locking plates and arrangements for inside & outside locking with push-pull operations including cost of hood cover and springs complete, painted with one coat of approved steel primer, locks, ball bearings, all accessories etc complete for finished item of work as per special spn: 1108
| BMT-F.29 | Initial cost | Sqm | 1 | 4481 | 4481
4481
25 |  | S&F of 48" dia(1.20Mts) 2" thick Precasted rcc hume rings including cost and conveyance of all material and labour charges etc., complete for septic Tank
| ELEC-8.4.22 | 18" dia(0.45Mts) 2" thick hume pipe ring | 1No | 1 | 390 | 390
48" dia(1.20Mts) 2" thick hume pipe ring
0.45= 390.00 : 1.20 = ?
?=1.20 x 390.00 / 0.45
?=1040.00
|  | 48.00" dia(1.20Mts) 2" thick hume pipe ring | 1No | 1 | 1040 | 1040
1040
64 |  | S&F of 36" dia(0.90Mts) 2" thick Precasted rcc hume rings including cost and conveyance of all material and labour charges etc., complete for septic Tank
| ELEC-8.4.22 | 18" dia(0.45Mts) 2" thick hume pipe ring | 1No | 1 | 390 | 390
36" dia(0.90Mts) 2" thick hume pipe ring
0.45= 390 : 0.90 = ?
?=0.90 x 390.00 / 0.45
?=780.00
|  | 36" dia(0.90Mts) 2" thick hume pipe ring | 1No | 1 | 780 | 780
780
26 |  | S&F of 1200 mm dia 2" thick Precasted cc cover for hume pipe including cost and conveyance of all material and labour charges etc., complete for septic Tank
| ELEC-8.4.24 | CC Cover for hume pipe | 1No | 1 | 250 | 250
250
13 | Amendment ofasper Building SSR 2011-12 | Supplying and fixing Gyp Board Suspended regular single layer false ceiling (GS-MFSC-4.1 as per India Gypsum) using 12.5 mm thick Gyp Board conforming to IS 2095 - 1982 fixing to Gyp steel GI perimeter channels of size 20 mm x 27 mm x 30 mm(web) of 0.55 mm thick along the perimeter of ceiling screw fixed to brick work/ partition at 610 mm c/c and suspending the frame work using Intermediate channels (45 mm x 15mm x 15mm x 0.9 mm) from soffit at 1220 mm c/c with ceiling angle (25 mm x 10 mm x 0.55 mm) fixed with GI Cleat and steel expansion fasteners & connecting clip to the ceiling channels (with knurled web of 51.5 mm x 26 mm x 10.5 mm x 0.55 mm) fixed in direction perpendicular to the intermediate channel at 457 mm c/c and fixing the 12.5 mm tapered edge Gypboard with 25 mm drywall screws at 230 mm c/c & jointing and finishing using joint compound and paper tape to have a flush look including filling the tapered & square edges with jointing compound, two coats of drywall topcoat complete for finished item of work as per Idia Gypsum Ltd specification.
UNIT -1 sqm
A) Material requirement as per India Gypsum
12.5 mm Gypboard
|  | 1219 mm x 1829 mm size Boards BMT-M.01 | sqm | 1.0256 | 275 | 282.04
Ceiling Angle
|  | 25 mm x 10 mm x 0.55 mm BMT-M.04 | RM | 0.64 | 78 | 49.92
|  | Connecting Clips BMT-M.17 | Nos | 1.84 | 10 | 18.4
Ceiling Section
|  | 51.5 mm x 26 mm x 10.5 mm x 0.55 mm thick BMT-M.05 | RM | 2.3 | 106 | 243.8
Intermediate Channel
|  | 45 mmx 15 mm x 15 mm x 0.9 mm BMT-M.06 | RM | 0.84 | 78 | 65.52
Perimeter Channel
|  | 20 mm x 27 mm x 30 mm(web) of 0.55 mm thick BMT-M.07 | RM | 0.4 | 69 | 27.6
|  | Rawl Plug BMT-M.18 | Nos | 0.64 | 4 | 2.56
|  | Soffit Cleats BMT-M.20 | Nos | 0.64 | 5 | 3.2
|  | Drywall Screws - 25 mm BMT-M.21 | Nos | 18 | 4 | 72
|  | Jointing Compound BMT-M.22 | Kgs | 0.55 | 32 | 17.6
|  | Jointing Paper Tape BMT-M.23 | RM | 1.46 | 6 | 8.76
|  | Drywall Top Coat BMT-M.24 | Lits | 0.15 | 150 | 22.5
B) LABOUR CHARGES
|  | 1st Class Carpenter | day | 0.4 | 705 | 282
|  | 2nd Class Carpenter | day | 0.4 | 565 | 226
|  | 1st Class Painter | day | 0.08 | 705 | 56.4
|  | 2nd Class Painter | day | 0.08 | 565 | 45.2
|  | Power Saw Cutter - Hand Operated - Operator | day | 0.04 | 615 | 24.6
|  | Power Drill - Hand Operated - Operator | day | 0.08 | 615 | 49.2
|  | Unskilled Mazdoor | day | 0.24 | 525 | 126
C) Machinery
|  | Power Saw Cutter - Hand Operated - Hire charges BMC-X.02 | Hrs | 0.32 | 132 | 42.24
|  | Power Drill - Hand Operated - Hire Charges BMC-X.03 | Hrs | 0.64 | 121 | 77.44
|  | Scaffolding charges | 1% | 1% | 1742.98 | 17.43
|  | Rate per 1.00 Sqm |  |  |  | 1760.41
2 |  | Supplying and fixing of Window of size 0.90X1.35M with two panels of Shutter made with Sal wood including Alluminium tower bolts, handle and butt hinges including c/c of all materials and furniture fittings etc complete etc complete Windows shutter only
| BMT-E.16 | Sal Wood Planks | Cum | 0.0237 | 63950 | 1515.62
| BMT-G.07 | 100mm Alluminium tower bolts | Nos | 4 | 69 | 276
| BMT-G.23 | Butt Hinges 75mm Alluminium | Nos | 4 | 82 | 328
| BMT-G.32 | 100mm Alluminium handle | Nos | 4 | 68 | 272
| BMT-G.56 | Deluxe window stay alluminium | Nos | 4 | 135 | 540
| BMM-V.44 | wrought & Putup Labour charges | Cum | 1.22 | 1034 | 1261.48
|  | Rate per 1No |  |  |  | 4193.1
|  | Deputy Executive Engineer |  | Assistant Engineer
|  | PRI Sub Division |  | Mandal Praja parishad
|  | Kanigiri |  | P.C.Palli

## sani data 2024-25 (hidden)
DATA SHEET (2024-25) (WATER AND SANITATION ITEMS)
Index-code | S No | Description | Unit | Qty | Rate Rs. | Amount Rs.
| 1 | 2 | 3 | 4 | 5 | 6
| 1 | Supplying and Fixing European Water Closet of 1st quality make white glazed with 'P' trap with low down porcelain flushing tank 10 Lit Capacity internal components and Fixing best Indian make plastic seat and lid for European water closets with rubber or plastic Buffers including all labour charges for fixing etc., complete.
|  | European Water Closet of 1st quality BMW-D.13 | No | 1 | 1979 | 1979
|  | Flushing Tank 10 Lit capacity BMW-D.11 | No | 1 | 2468 | 2468
|  | plastic seat and lid BMW-D.16 | No | 1 | 850 | 850
5297
|  | Contract profit @ 13.615% |  |  |  | 0
5297
| 2 | Supplying & Fixing Indian pattern white glazed W.C 1st quality ISI marked conforming to IS:2556-Part-3-1981 with"P" or "S" trap: 630 mm Long
|  | Initial cost BMW-D.02 | No | 1 | 1036 | 1036
1036
| 3 | Supplying & Fixing white glazed flat back half stall urinals 1st quality conforming to IS:2556-1995 with standard C.P. Spreader of overall size 95 x 95 x 57 mm conforming to IS:2556-Part6, Sec-6-1974 fixed with screws complete Indian make : 410 x 265 x 305 mm
|  | Initial cost BMW-D.34 | No | 1 | 2644 | 2644
2644
| 2 | Supplying and fixing Indian make Flat Back Wash Hand Basin (HSW/Parryware/ Neycer) 1st quality conforming to IS:2556-Part-4:1972 of size 450mm x 300mm with 32 mm nominal size C.P. Fitting with parallel pipe thread onforming to IS:2963-1979 and fitted with 15 mm nominal bore Chromium Plated Pillar Tap of 1st quality Indian make 400 grams Seiko/Senior/Nice or equivalent complete with tandard CI brackets including wooden blocks ,1 No.12.70mm PVC connection with brass union nuts CP oated , 1 No.12.70mm NP bib tap 400 gms Seiko or equivalent , 31.75mm dia. PVC flexible waste pipe 914.4mm length of 1st quality including cost and onveyance of all materials to site, labour charges , overheads & contractors profit for finished item of work
|  | Cost of wash hand basin SSR BMW-D.26 S.No.158 | No | 1 | 1519 | 1519
|  | 12.70mm NP bib tap (400gms) BMW-E.07 | No | 1 | 387 | 387
|  | 12.70mm dia PVC connection with brass union nuts BMW-I.48 | No | 1 | 95 | 95
|  | 31.75mm dia. PVC flexible waste pipe BMW-G.05 | No | 1 | 24 | 24
2025
|  | Contract profit @ 13.615% |  |  |  | 0
2025
| 5 | Supplying and fixing of3" (76.2 mm ) Nahany Trap with Jali - UPVC/SWR Pipe fittings as per site requirements with standard practice for all floors including cost and conveyance of all materials to site, labour charges , overheads & contractors profit etc., complete for finished item of work.
|  | Initial cost BMW-G.118 | No | 1 | 93 | 93
|  | Nahany trap cover BMW-I.12 | No | 1 | 32 | 32
125
|  | Contract profit @ 13.615% |  |  |  | 0
125
| 6 | Supplying and fixing 4" (101.6 mm ) Floor Trap - UPVC/SWR Pipe fittings 1st quality ISI marked conforming to IS:1729-1979 with C.P. Grating fixing with hite cement as per site requirements with standard practice for all floors ncluding cost and conveyance of all materials to site, labour charges etc., complete for finished item of work.
|  | Initial cost BMW-G.125 | No | 1 | 128 | 128
|  | Contract profit @ 13.615% |  |  |  | 0
128
| 3 | Prince/ Sudhakar make or equivalent quality PVC /SWR pipes & fittings ( as per ISI standards) 4kg/cm2 110mm dia. double socket
Taking out put = 3Mts
|  | 110mm dia pipe BMW-G.13 | Rm | 1 | 447 | 447
|  | Contract profit @ 13.615% |  |  |  | 0
|  | Rate per 3Mts |  |  |  | 447
|  | Rate per 1Mts |  |  |  | 149
| 8 | Prince/ Sudhakar make or equivalent quality PVC /SWR pipes & fittings ( as per ISI standards) 4kg/cm2 90mm dia. double socket
Taking out put = 3Mts
|  | 90mm dia pipe BMW-G.15 | Rm | 1 | 425 | 425
|  | Contract profit @ 13.615% |  |  |  | 0
|  | Rate per 3Mts |  |  |  | 425
|  | Rate per 1Mts |  |  |  | 141.6667
| 4 | Prince/ Sudhakar make or equivalent quality PVC /SWR pipes & fittings ( as per ISI standards) 4kg/cm2 75mm dia. double socket
Taking out put = 3Mts
|  | 75mm dia pipe BMW-G.14 | Rm | 1 | 267 | 267
|  | Contract profit @ 13.615% |  |  |  | 0
|  | Rate per 3Mts |  |  |  | 267
|  | Rate per 1Mts |  |  |  | 89
| 5 | Labour charges for laying, fixing and commissioning the PVC pipes including couplers/ bends/ tees etc any diameter including fixing necessary fittings like bends, plugs, couplers, junctions, tees, etc with solvent jointing as per standard practice
|  | Initial cost BMW-G.152 | 1Rm | 1 | 84 | 84
|  | Contract profit @ 13.615% |  |  |  | 0
84
| 11 | Supplying & fixing 15 mm bib tap with flange Chromeum plated Jaquar make queen series
|  | Initial cost BMW-I.140 | No | 1 | 1644 | 1644
|  | Contract profit @ 13.615% |  |  |  | 0
1644
| 3 | Supply & fixing of tested NP bib taps at all levels of 12.70mm dia of Indian make 400g first quality including cost & conveyance of all materials, labour charges for finished item of work, and all taxes complete for all floors
|  | Initial cost BMW-E.07 | No | 1 | 387 | 387
|  | Contract profit @ 13.615% |  |  |  | 0
387
| 4 | Supply & fixing bib cock cum health faucet with 1 m long flexible tube and wall hook .
|  | Initial cost BMW-I.141 | No | 1 | 4166 | 4166
|  | Contract profit @ 13.615% |  |  |  | 0
4166
| 7 | Providing & placing on Terrace polyethylene water storage tank with Double layer approved brand & manufacture with cover and suitable locking arrangement & making necessary holes for inlet & outlets and overflow pipes but without fittings & base support for tanks
|  | Cost of Liters(BMW-G.01) | Litrs | 1 | 8.5 | 8.5
|  | Labour charges(BMW-G.02) | Litrs | 1 | 1 | 1
9.5
|  | Contract profit @ 13.615% |  |  |  | 0
9.5
| 8 | Supply and Fixing of Premium make CPVC Pipes and Fittings to meet the requirement of ASTM-D 2846 and are produced in CTS (Copper Tube Sizes 1/2" ton 2" Ashirvad lowgurard SDR 11 and SDR 13.5 pipes are made from dential CPVC compounds having the same physical roperties for Hot and Cold Water (IS 15778:2007)
|  | 15.90mm ODPipe - SDR 13.5 BMW-I.220 | Rm | 1 | 157 | 157
|  | Contract profit @ 13.615% |  |  |  | 0
157
|  | 22.20mm ODPipe - SDR 13.5 BMW-I.221 | Rm | 1 | 184 | 184
|  | Contract profit @ 13.615% |  |  |  | 0
184
|  | 28.60mm ODPipe - SDR 13.5 BMW-I.221 | Rm | 1 | 222 | 222
|  | Contract profit @ 13.615% |  |  |  | 0
222
|  | 34.90mm ODPipe - SDR 13.5 BMW-I.223 | Rm | 1 | 288 | 288
|  | Contract profit @ 13.615% |  |  |  | 0
288
| 16 | Manufacture, Supply and Delivery of Unplasticised PVCs Pipes for potable water supplies conforming to IS : 4985/2000 (3rd revision) with bell ends (Socket) as per specification. 25mm dia
|  | Initial cost | 1Rm | 1 | 25 | 25
|  | Contract profit @ 13.615% |  |  |  | 0
25
| 9 | Labour charges for laying, joining, welding, fixing and commissioning the C-PVC pipes including all specials such ascouplers/ bends/ tees etc including fixing necessary fittings like bends, plugs, couplers, junctions, tees, etc with welding the joint as per standard practice - up to 40 mm dia
|  | Initial cost BMW-I.415 | 1Rm | 1 | 35 | 35
|  | Contract profit @ 13.615% |  |  |  | 0
35
| 18 | Supplying and fixing Gunmetal Gate ( GM peet ) valve as per IS-778 Class - I , Indian make heavy type including cost and conveyance of all materials , labour charges etc. omplete for finished item of work.
|  | 25mm Nominal bore BMW-F.17 | No | 1 | 1165 | 1165
|  | Contract profit @ 13.615% |  |  |  | 0
1165
| 19 | Supply and fixing of 110mm dia ISI mark PVC rain water spouts of 4 Kg/cm2 pressure including Cost of necessary pvc bends, shoes and M.S.clamps and all other accessories and fixing in position including cost and conveyance of all materials to site , seigniorage charges sales and other taxes on all materials, all operational, incidental and labour cahrges such as fixing in alignment etc., complete for finished item of work.(APSS NO1328) in All Floors
Taking out put=3 Rm
|  | Basic rate as per ssr item BMW-G.13 | 3Rm | 1 | 447 | 447
|  | Cost of P.V.C. Bend BMW-G.57 | No | 1 | 77 | 77
|  | Cost of Clips BMW-G.106 | No | 3 | 17 | 51
|  | Plumber 1st Class | Day | 0.3 | 795 | 238.5
|  | Plumber 2nd class | Day | 0.7 | 640 | 448
|  | Man Mazdoor | Day | 1 | 595 | 595
1856.5
|  | Contract profit @ 13.615% |  |  |  | 0
|  | Cost of 3Rm |  |  |  | 1856.5
|  | Rate per 1.00 Rm |  |  |  | 618.8333
| 1 | Drilling of 165 mm dia Bore well by down the hole hammer drilling in all formations suitable for drilling with hammer drilling such as medium hard rock upto deepth specified by department including cost of trasportation charges crew charge
|  | Intial cost for Upto 90mts P.No.198 | 1Rm | 1 | 492.16 | 492.16
|  | Intial cost for 90mts to 150mts P.No.198 | 1Rm | 1 | 526.55 | 526.55
|  | Intial cost for 150mts to 250mts P.No.198 of SSR 2021-22 | 1Rm | 1 | 590.61 | 590.61
| 21 | Supply and Transportation of 2.00HP single phase ISI submersible mortor Pumpset subitable for 4" bore well Makes:Kirloskar/ Crompton/ CRI/ KSB/ Texmo/Aryan Varsha
|  | Initial cost ELEC-5.4.1 e | 1No | 1 | 29403 | 29403
29403
| 2 | Supply and Transportation of 1.00HP single phase ISI submersible mortor Pumpset subitable for 4" bore well Makes:Kirloskar/ Crompton/ CRI/ KSB/ Texmo/Aryan Varsha
|  | Initial cost ELEC-5.4.1 c | 1No | 1 | 20207 | 20207
20207
| 3 | 180mm dia PVC pipe for casing etc., complete (Addendum minutes (LR No. RC/ENC (AW)/ADA/AEE/ 24686/Vol.XII/2019 Dt 03.03.2020 of the Engineer in Chief, Water resource department.
|  | Initial cost MAT- 07334 | 1rm | 1 | 358.31 | 358.31
358.31
| 4 | S& F 40 mm HDPE pipe 12.5 kg/sqcm properties & weight as per IS 1239 ISI mark with GI fittings including the cost of pipe & its fittings & labour charges
|  | Initial cost | 1Rm | 1 | 80 | 80
80
| 5 | S&F of 25mm dia Clamp set
|  | Initial cost MAT- 00260 | 1No | 1 | 185 | 185
185
| 6 | S&F of 180mm dia bore cap
|  | Initial cost (P.No.201 of SSR 2021-22) | 1No | 1 | 330.75 | 330.75
330.75
| 7 | S&F of 32mm dia GI pipe
|  | Initial cost (P.No.201 of SSR 2021-22) | 1Rm | 1 | 400 | 400
400
| 8 | S&F of 32mm dia GI Bends
|  | Initial cost BMW-F.09 | 1No | 1 | 77 | 77
77
| 9 | Supply of 3 core 2.5 sqm flat copper cable as per for submersible motors of makes polycab for service mains including cost of material and labour charges and taxes etc., complete.
|  | Initial cost ELEC-1.6.3 | 1Rm | 1 | 109 | 109
109
| 10 | Supply and Transportation of control panel for single phasesubmersible motors up to 3 HP @ 220V 50Hz operating range between 80 to 240V including supply and fixing of Direct - on - Line LTLK / SIEMENS / CROMPTON make Volt meter and Ammeter with starting and running capacitors assembled with ISI mark contactors and fitted with Legrand make ISI mark MCB etc., complete.
|  | Initial cost ELEC-5.4.15 | No | 1 | 5445 | 5445
5445
| 10 | Supplying & fixing 4" (101.6 mm ) Nahany trap with Jali- PVC/SWR Pipe fittings
|  | Initial cost BMW-G.119 | No | 1 | 115 | 115
115
|  | Deputy Executive Engineer |  |  | Assistant Engineer
|  | PRI Sub Division |  |  | Mandal Praja parishad
|  | Kanigiri |  |  | P.C.Palli

## Ele Data 2024-25
DATA (SSR-2024-25) (Electrification)
Index-code | S No | Description | Quantity |  | Unite |  | Rate Rs. | Amount Rs.
1 | 2 | 3 | 4 |  | 5 |  | 6 | 7
Ele 1.4.2 (b) | 1 | Supply and Fixing of 25mm dia 1.8mm thick PVC pipe (ISI MARK) concealed in Roof Slabs with all required accessories including masonary work and labour charges etc., complete.
Taking Output = 100 M
a) Labour charges :
|  | Skilled Electrician | 2 | day | 1 | day | 790 | 1580
|  | Semi Skilled Electrician | 2 | day | 1 | day | 640 | 1280
|  | Helper (Electrical) | 2 | day | 1 | day | 595 | 1190
b) Material
ELEC-1.2.6 b |  | 25mm dia 1,2,3 & 4 way deep Junction Box | 12 | Nos | 1 | No | 28 | 336
ELEC-1.2.8 b |  | 25mm PVC bends | 12 | Nos | 1 | No | 12 | 144
ELEC-1.2.2 b |  | 25mm dia 1.8mm thick PVC pipe | 100 | Mtr | 1 | Mtr | 36 | 3600
8130
|  | Contract Profit @ 13.615% | [5 empty] | 1106.9
|  | Material Rate for 100 Mtrs | [5 empty] | 9236.9
|  | Material Rate for 1 Mtr | [5 empty] | 92.37
Ele 1.4.2 (a) | 2 | Supply and Fixing of 25mm dia 1.8mm thick PVC pipe (ISI MARK) concealed in wall with all required accessories including masonary work and labour charges etc., complete.
Taking Output = 100 M
a) Labour charges :
|  | Skilled Electrician | 2 | day | 1 | day | 790 | 1580
|  | Semi Skilled Electrician | 2 | day | 1 | day | 640 | 1280
|  | Helper (Electrical) | 2 | day | 1 | day | 595 | 1190
|  | Mason Ist class | 2 | day | 1 | day | 710 | 1420
b) Material
ELEC-1.2.2 b |  | 25mm dia 1.8mm thick PVC pipe | 100 | Nos | 1 | No | 36 | 3600
ELEC-8.1.4 |  | U' Links | 200 | Nos | 100 | No | 39 | 78
ELEC-1.2.6 b |  | 25mm dia 1,2,3 & 4 way deep Junction Box | 12 | Nos | 1 | No | 28 | 336
ELEC-1.2.8 b |  | 25mm PVC bends | 12 | Nos | 1 | No | 12 | 144
|  | Cement | 50 | Kg | 1 | Kg | 4.2188 | 210.94
9838.94
|  | Contract Profit @ 13.615% | [5 empty] | 1339.57
|  | Material Rate for 100 Mtrs | [5 empty] | 11178.51
|  | Material Rate for 1 Mtr | [5 empty] | 111.79
| 3 | Labour charges for Grooves 2-3mm thick for PVC pipes
|  | Initial cost BMM-V.51 | 1 | Rm | 1 | Rm | 74 | 74
74
| 2 | Supply of Hot Dip galvanized 20/18 SWG Module box with earthing terminal for 12 Module box
|  | Initial cost ELEC-1.3.1 f | 1 | Nos | 1 | Nos | 245 | 245
245
| 3 | Supply of Hot Dip galvanized 20/18 SWG Module box with earthing terminal for 8 Module box
|  | Initial cost ELEC-1.3.1 e | 1 | Nos | 1 | Nos | 203 | 203
|  | Contract Profit @ 13.615% | [5 empty] | 27.64
230.64
| 3 | Supply of Hot Dip galvanized 20/18 SWG Module box with earthing terminal for 6 Module box
|  | Initial cost ELEC-1.3.1 d | 1 | Nos | 1 | Nos | 155 | 155
155
| 4 | Supply of Hot Dip galvanized 20/18 SWG Module box with earthing terminal for 4 Module box
|  | Initial cost ELEC-1.3.1 c | 1 | Nos | 1 | Nos | 114 | 114
114
| 8 | Supply of Hot Dip galvanized 20/18 SWG Module box with earthing terminal for 18 Module box
|  | Initial cost ELEC-1.3.1 f 12M | 1 | Nos | 1 | Nos | 245 | 245
|  | Initial cost ELEC-1.3.1 d 6M | 1 | Nos | 1 | Nos | 155 | 155
400
| 9 | Supply of Hot Dip galvanized 20/18 SWG Module box with earthing terminal for 16 Module box
|  | Initial cost ELEC-1.3.1 f 12M | 1 | Nos | 1 | Nos | 245 | 245
|  | Initial cost ELEC-1.8.3 c 4M | 1 | Nos | 1 | Nos | 114 | 114
359
| 10 | Supply of Hot Dip galvanized 20/18 SWG Module box with earthing terminal for 2 Module box
|  | Initial cost ELEC-1.3.1 a | 1 | Nos | 1 | Nos | 68 | 68
68
| 3 | Supply of Cover frames for 12 module box
|  | Initial cost ELEC-1.8.3 f | 1 | Nos | 1 | Nos | 240 | 240
240
| 4 | Supply of Cover frames for 8 module box
|  | Initial cost ELEC-1.8.3 e | 1 | Nos | 1 | Nos | 197 | 197
|  | Contract Profit @ 13.615% | [5 empty] | 26.82
223.82
| 7 | Supply of Cover frames for 6 module box
|  | Initial cost ELEC-1.8.3 d 6M | 1 | Nos | 1 | Nos | 152 | 152
152
| 8 | Supply of Cover frames for 4 module box
|  | Initial cost ELEC-1.8.3 c | 1 | Nos | 1 | Nos | 101 | 101
101
| 15 | Supply of Cover frames for 18 module box
|  | Initial cost ELEC-1.8.3 f 12M | 1 | Nos | 1 | Nos | 240 | 240
|  | Initial cost ELEC-1.8.3 d 6M | 1 | Nos | 1 | Nos | 152 | 152
392
| 16 | Supply of Cover frames for 2 module box
|  | Initial cost ELEC-1.8.3 a | 1 | Nos | 1 | Nos | 76 | 76
76
| 5 | Supply and fixing of 6A flush type Neon Indicator.
|  | Initial cost ELEC-1.7.1 e | 1 | Nos | 1 | Nos | 21 | 21
|  | Contract Profit @ 13.615% | [5 empty] | 2.86
23.86
| 18 | Supply of 9" (225mm), Light duty exhaust fan with double ball bearing and wire guard etc complete.
|  | Initial cost ELEC-5.1.12 | 1 | Nos | 1 | Nos | 1552 | 1552
1552
BLD-ELEC-2.1.1 | 6 | Wiring with run of 2 of 14/0.3mm (1.0 Sq.mm) FRLS / HFFR PVC insulated flexible ISI mark copper cable in existing PVC conduit pipe including Supply and fixing of 6A/10A ISI Mark 1way Modular switch in existing Surface or Concealed pipe wiring including cost and conveyance of all material and all labour charges etc., complete for light and bell points
Copper Cable Makes:Makes: Finolex / RR kabel / Havells /KEI/Polycab/Gloster
Accessories Makes:Makes: Legrand Arteor / Schneider Zen celo/ Crabtree Murano or Amare/L&Tenglaze/GM-Zenova/ Goldmedal (GIFA)
a) Labour charges :
|  | Skilled Electrician. | 0.6 | day | 1 | day | 790 | 474
|  | Semi Skilled Electrician / Lineman | 1.2 | day | 1 | day | 640 | 768
|  | Helper (Electrical) | 0.6 | day | 1 | day | 595 | 357
b) Material
|  | Supply of 6A / 10A 1 Way flush type switch 1.7.1 a | 6 | Nos | 1 | No | 18 | 108
|  | Supply of 14/0.3mm (1.0 Sqmm) Ele 1.5.1 | 100 | Mtrs | 100 | Mtrs | 1238 | 1238
|  | Contract Profit @ 13.615% | [5 empty] | 400.96
|  | Cost of Material for 6 Points | [5 empty] | 3345.96
|  | Cost of Material Rate per 1 Point | [5 empty] | 557.66
BLD-ELEC-2.1.1 | 7 | Wiring with run of 2 of 14/0.3mm (1.0 Sq.mm) FRLS / HFFR PVC insulated flexible ISI mark copper cable in existing PVC conduit pipe including Supply and fixing of Jumbo Ceiling rose and 6A/10A ISI Mark 1way Modular switch in existing Surface or Concealed pipe wiring including cost and conveyance of all material and all labour charges etc., complete for Fan points
Copper Cable Makes:Makes: Finolex / RR kabel / Havells /KEI/Polycab/Gloster
Accessories Makes:Makes: Legrand Arteor / Schneider Zen celo/ Crabtree Murano or Amare/L&Tenglaze/GM-Zenova/ Goldmedal (GIFA)
a) Labour charges :
|  | Skilled Electrician. | 0.6 | day | 1 | day | 790 | 474
|  | Semi Skilled Electrician / Lineman | 1.2 | day | 1 | day | 640 | 768
|  | Helper (Electrical) | 0.6 | day | 1 | day | 595 | 357
b) Material
|  | Supply of 6A / 10A 1 Way flush type switch 1.7.1 a | 6 | Nos | 1 | No | 18 | 108
|  | Supply of 3 Plate Jumbo Ceiling Rose Ele 1.7.1-M | 6 | Nos | 1 | No | 22 | 132
|  | Supply of 14/0.3mm (1.0 Sqmm) Ele 1.5.1 | 100 | Mtrs | 100 | Mtrs | 1238 | 1238
|  | Contract Profit @ 13.615% | [5 empty] | 418.93
|  | Cost of Material for 6 Points | [5 empty] | 3495.93
|  | Cost of Material Rate per 1 Point | [5 empty] | 582.66
BLD-ELEC-2.1.4 | 8 | Supply and fixing of 6A 3/2 pin wall plug socket with 6A switch control on a common switch board with earth continuity including wire leads, earth connections along with all labour charges etc., complete.
a) Labour charges :
|  | Skilled Electrician. | 0.067 | day | 1 | day | 790 | 52.93
|  | Helper (Electrical) | 0.067 | day | 1 | day | 595 | 39.87
b) Material
|  | Supply of 6A / 10A 1 Way flush type switch 1.7.1 a | 1 | Nos | 1 | No | 18 | 18
|  | Supply of 6A / 10A 3/2 Pin flush type socket 1.7.1 d | 1 | No | 1 | No | 27 | 27
|  | Contract Profit @ 13.615% | [5 empty] | 18.76
|  | Total Cost of Material + Labour Charges | [5 empty] | 156.56
BLD-ELEC-2.1.5 | 7 | Supply and fixing of 16A 3pin / 6A 3pin plug socket with indicator lamp and 16Amps fuse unit and 16 Amps switch control (5 in one) on decolam sheet covered board including earth connection and all labour charges etc., complete on wall.
a) Labour charges :
|  | Skilled Electrician. | 0.1 | day | 1 | day | 790 | 79
|  | Helper (Electrical) | 0.1 | day | 1 | day | 595 | 59.5
b) Material
|  | 20 x 15 cms (8" x6") Decolam sheet covered board ELEC-1.4.2 d | 1 | Nos | 1 | No | 51 | 51
|  | 16A / 20A 1 Way 1 Module Modular Switch. ELEC-1.8.1 h | 1 | No | 1 | No | 124 | 124
|  | 16A 3 pin / 6A 3pin Plug socket with indicator ELEC-1.8.1 g | 1 | No | 1 | No | 124 | 124
|  | Total Cost of Material + Labour Charges | [5 empty] | 437.5
ELE 2.1.4 | 27 | Supply and fixing of 6A 2 pin wall plug socket with 6A switch control on a common switch board with earth continuity including wire leads, earth connections along with all labour charges etc., complete.
a) Labour charges :
|  | Skilled Electrician. | 0.067 | day | 1 | day | 790 | 52.93
|  | Helper (Electrical) | 0.067 | day | 1 | day | 595 | 39.87
b) Material
|  | Supply of 6A / 10A 1 Way flush type switch 1.7.1 a | 1 | Nos | 1 | No | 18 | 18
|  | Supply of 6A / 10A 2 Pin flush type socket 1.7.1 c | 1 | No | 1 | No | 21 | 21
|  | Cost of Material Rate | [5 empty] | 131.8
| 28 | Supply and fixing of 6A/10A ISI Mark 3/2 pin Modular socket with 6A/10A 1way Modular switch, 3 Module box with cover frame on a Common switch board including cost and conveyance of all materials and all labour charges etc., complete in N.R.B.(Data No. )
Accessories MakesLegrand Arteor / Schneider Zen celo/ Crabtree Murano or Amare/L&Tenglaze/GM-Zenova/ Goldmedal (GIFA)
a) Labour charges :
|  | Skilled Electrician. | 0.067 | day | 1 | day | 790 | 52.93
|  | Helper (Electrical) | 0.067 | day | 1 | day | 595 | 39.87
b) Material
|  | Supply of 6A / 10A 1 Way Modular Switch Ele 1.8.1-A | 1 | No | 1 | No | 72 | 72
|  | Supply of 6A / 10A 3/2 Pin Modular Socket ELEC-1.8.1-D) | 1 | No | 1 | No | 122 | 122
|  | Supply of 3 Module box (ELEC 1.3.1-B) | 1 | No | 1 | No | 95 | 95
|  | Supply of 3 Modular Cover Frame (ELEC-1.8.3) | 1 | No | 1 | No | 80 | 80
|  | Cost of Material Rate | [5 empty] | 461.8
Ele 3.1.3 | 29 | Supply and run of 2 of 22/0.3mm (1.5 Sq.mm) F.R P.V.C. insulated flexible copper cable in existing pipe for mains inlcuding all labour charges etc., complete
Copper Cable Makes:Makes: Finolex / RR kabel / Havells /KEI/Polycab/Gloster
a) Labour charges :
|  | Skilled Electrician. | 0.67 | day | 1 | day | 790 | 529.3
|  | Semi Skilled Electrician / Lineman | 2 | day | 1 | day | 640 | 1280
|  | Helper (Electrical) | 0.67 | day | 1 | day | 595 | 398.65
|  | Supply of 22/0.3mm (1.5 Sqmm) (ELEC-1.5.1-B) | 200 | Mtrs | 100 | Mtrs | 2046 | 4092
|  | Cost of Material for 100 Metres | [5 empty] | 6299.95
|  | Cost of Material for 1 Metres | [5 empty] | 63
BLD-ELEC-3.1.4 | 9 | Supply and Run of 2 of 36/0.3mm (2.50 Sq.mm) with Run 1 of 22/0.3mm(1.5Sqmm) FRLS / HFFR PVC insulated flexible ISI mark copper cable in existing pipe for run of mains inlcuding all labour charges etc., complete.(Data No. )
Copper Cable Makes:Makes: Finolex / RR kabel / Havells /KEI/Polycab/Gloster
a) Labour charges :
|  | Skilled Electrician. | 0.67 | day | 1 | day | 790 | 529.3
|  | Semi Skilled Electrician / Lineman | 2 | day | 1 | day | 640 | 1280
|  | Helper (Electrical) | 0.67 | day | 1 | day | 595 | 398.65
b) Material
|  | Supply of 36/0.3mm (2.5 Sqmm) ELEC-19-20-1.5.1-C | 200 | Mtrs | 100 | Mtrs | 3305 | 6610
|  | Contract Profit @ 13.615% | [5 empty] | 1200.56
|  | Cost of Material for 100 Metres | [5 empty] | 10018.51
|  | Cost of Material Rate per Mtr= C/100 | [5 empty] | 100.19
BLD-ELEC-3.1.5 | 9 | Supply and Run of 2 of 56/0.3mm (4.00 Sq.mm) with Run 1 of 22/0.3mm(1.5Sqmm) FRLS / HFFR PVC insulated flexible ISI mark copper cable in existing pipe for run of mains inlcuding all labour charges etc., complete.(Data No. )
Copper Cable Makes: Finolex / RR kabel / Havells /KEI/Polycab/Gloster
a) Labour charges :
|  | Skilled Electrician. | 1 | day | 1 | day | 790 | 790
|  | Semi Skilled Electrician / Lineman | 3 | day | 1 | day | 640 | 1920
|  | Helper (Electrical) | 1 | day | 1 | day | 595 | 595
b) Material
|  | Supply of 56/0.3mm (4.0 Sqmm) (ELEC-1.5.1-d) | 200 | Mtrs | 100 | Mtrs | 5046 | 10092
|  | Cost of Material for 100 Metres | [5 empty] | 13397
|  | Cost of Material Rate per Mtr= C/100 | [5 empty] | 133.97
BLD-ELEC-6.1.1 | 10 | Supply and Run of 2 of 6 Sq.mm WPSC Aluminium cable along with No.10 SWG G.I bearer wire through PVC cleats with all accessories including labour charges etc., complete for service mains.
a) Labour charges :
|  | Skilled Electrician | 1 | day | 1 | day | 790 | 790
|  | Semi Skilled Electrician / Lineman | 1 | day | 1 | day | 640 | 640
|  | Helper (Electrical) | 1 | day | 1 | day | 595 | 595
b) Material
|  | 6 Sq.mm WPSC Aluminium cable ELEC-1.6.1 | 200 | Mtrs | 100 | Mtrs | 1816 | 3632
|  | No.10 SWG G.I wire. (0.026 Kg / Mtr) Length 100 RM ELEC-8.3.6 | 6.7 | Kg | 1 | Kg | 94 | 629.8
|  | PVC Cleats ELEC-8.1.13 | 100 | Nos | 100 | No | 556 | 556
|  | Contract Profit @ 13.615% | [5 empty] | 931.65
|  | Cost of Material for 100 Metres | [5 empty] | 7774.45
|  | Cost of Material Rate per Mtr= C/100 | [5 empty] | 77.7445
BLD-ELEC-2.1.8 | 11 | Supply and fixing of ISI mark batten holder / angle holder on existing block, but with bulb including all connections etc., complete
BH Makes: GM G Home / Gold Medal Olive / Million Zoom / Great whiteOmega/Koncept/Vimal opel/ Anchor/Vihan/CPL
a) Labour charges :
|  | Skilled Electrician. | 0.05 | day | 1 | day | 790 | 39.5
|  | Helper (Electrical) | 0.05 | day | 1 | day | 595 | 29.75
b) Material
|  | Supply of BH / SBH (ELEC-1.7.1-N) | 1 | Nos | 1 | No | 21 | 21
|  | 0.5W LED bulb ELEC-3.7.5 a | 1 | Nos | 1 | No | 46 | 46
|  | Contract Profit @ 13.615% | [5 empty] | 18.55
|  | Cost of Material | [5 empty] | 154.8
Ele 9.7.35 | 12 | Supply, Transportation and Fixing of 48" (1200mm) Sweep 5 Star rated Ceiling Fan with double ball bearings but without regulator including all standard accessories and all labour charges etc., complete.(Data No. )
Ceiling Fan Makes: Crompton HS Decora / Bajaj Regal Star / Havells Spark deco / Orient summer crown /Halonix(Zephyr) /Polycab(India Glory
Twin Core Wire Makes: Finolex / Polycab / Havells / V-Guard / GoldMedal / GM / Million / Vimal /Airson/CRI/ Tamra/ ollvin/Avocab
a) Labour charges
|  | Skilled Electrician. | 0.125 | day | 1 | day | 790 | 98.75
|  | Helper (Electrical) | 0.125 | day | 1 | day | 595 | 74.38
b) Material
|  | Supply of 23 / 0060 twin core twisted ELEC-1.5.6 | 1 | Mtr | 100 | Mtrs | 1288 | 12.88
|  | Stepped type fan regulator ELEC-1.7.1 I | 1 | No | 1 | No | 208 | 208
|  | Supply of 48" (1200mm) Sweep 5 Star rated Ceiling Fan ELEC-5.1.4 | 1 | Nos | 1 | Nos | 2904 | 2904
|  | Transportation Charges on Unit Cost @1% |  |  |  |  | 1% | 29.04
|  | Contract Profit @ 13.615% | [5 empty] | 452.98
|  | Total Cost of Material + Labour Charges | [5 empty] | 3780.03
Ele 9.7.2 | 1 | Supply and Transportation of 48" (1200mm) Sweep 5 star rated Ceiling Fan , with double ball bearings, air delivery more than 200 cubic meter/min but without Regulator.
|  | Cost of 48" Fan ELEC-5.1.4 | 1 | Nos | 1 | Nos | 2904 | 2904
|  | Transportation Charges on Unit Cost @1% |  |  |  |  | 1% | 29.04
|  | Total Cost of Material + Labour Charges | [5 empty] | 2933.04
Ele 9.7.26 | 37 | Supply and fixing of Stepped Electronic fan regulator hum free step type socket size in the existing switch board.
|  | Stepped type fan regulator ELEC-1.7.1 I | 1 | Nos | 1 | Nos | 208 | 208
|  | Skilled Electrician. | 0.1 | day | 1 | day | 790 | 79
|  | Total Cost of Material + Labour Charges | [5 empty] | 287
Ele 9.7.35 | 2 | Labour charges for fixing of ceiling fan with regulator including transportation, 3 core wire leads etc complete
a) Labour charges
|  | Skilled Electrician. | 0.125 | day | 1 | day | 790 | 98.75
|  | Helper (Electrical) | 0.125 | day | 1 | day | 595 | 74.38
b) Material
|  | Supply of 23 / 0060 twin core twisted ELEC-1.5.6 | 1 | Mtr | 100 | Mtrs | 1288 | 12.88
|  | Total Cost of Material + Labour Charges | [5 empty] | 186.01
Ele 9.7.25 | 39 | Supply and erecting 19/20mm steel tube down rod of one meter length with bolts & nuts duly painted with matching colour of fan complete
a) Labour charges
|  | Helper (Electrical) | 0.1 | day | 1 | day | 595 | 59.5
b) Material
|  | 19/20mm steel tube down rod with bolts & nuts for fan with maching colour. | 1 | No | 1 | No | 119 | 119
|  | Total Cost of Material + Labour Charges | [5 empty] | 178.5
Ele 9.7.24 | 13 | Supply and erecting fan hook of 12/15mm dia M.S. rod / bar grouted in RCC slab with making the slab as original.
|  | Initial cost ELEC-8.1.20 | 1 | Nos | 1 | Nos | 42 | 42
|  | Mason | 0.166 | day | 1 | day | 710 | 117.86
|  | Helper | 0.166 | day | 1 | day | 595 | 98.77
|  | Contract Profit @ 13.615% | [5 empty] | 35.21
293.84
BLD-ELEC- 8.2.2 and 7.9.3 | 14 | Supply and Transportation and fixing of 1200 mm length,Box type powder coatedtube light luminaire with necessary wiring suitable for fixing 2 Nos retrofit T8 LED tubes but without tube and choke Makes: Phillips / Crompton /Bajaj/Surya/Havells/HPL
a) Labour charges
|  | Skilled Electrician. | 0.1 | day | 1 | day | 790 | 79
|  | Semi Skilled Electrician / Lineman | 0.1 | day | 1 | day | 640 | 64
b) Material
|  | Supply of 23 / 0060 twin core twisted | 1 | Mtr | 100 | Mtrs | 1288 | 12.88
|  | Supply of 1200 mm length (ELEC- 3.8.18) | 1 | No | 1 | No | 248 | 248
|  | Contract Profit @ 13.615% | [5 empty] | 54.99
|  | Cost of Material | [5 empty] | 458.87
BLD ELE 4.4.1 | 15 | Supply and fixing SPN Distribution board with IP-20 protection suitable for single phase Earth Leakage Circute Braker (ELCB) / Residual Current Circute Braker (RCCB) / Double Pole (DP) Isolator as incomer and 10kA SP MCBs as out going including internal connections and labour charges for surface / flush mounting etc., complete.
a) Labour charges
|  | Skilled Electrician. | 0.5 | day | 1 | day | 790 | 395
|  | Semi Skilled Electrician | 0.5 | day | 1 | day | 640 | 320
|  | Helper (Electrical) | 1 | day | 1 | day | 595 | 595
b) Material
|  | SPN 4way D.B with IP-20 Protection suitable for single phase ECCB / RCCB/ DP Isolator. ELEC-2.13.1a | 1 | Nos | 1 | No | 1105 | 1105
|  | 40A D.P.Isolator / ECCB / RCCB ELEC-2.11.1 b | 1 | Nos | 1 | No | 432 | 432
|  | 10 kA - 6-32A range SP MCBs ELEC-2.10.1 a | 4 | Nos | 1 | No | 228 | 912
|  | Contract Profit @ 13.615% | [5 empty] | 511.79
|  | Total Cost of Material + Labour Charges | [5 empty] | 4270.79
| 16 | Supply and fixing of 2 Nos of 32A, 240V Porcelain Rewirable Fuse Units of makes : GM / Sputnik / Kundancab / Million / Gold Medal / Vimal / Star / Benlo on 12" x 18" peta board with connections and labour charges etc complete.
b) Material
|  | 32 A 240V Porcelain Rewirable Fuse Units.2.7.1.a | 2 | Nos | 1 | No | 140 | 280
|  | Supply of 6.0 Sqmm PVC insulated flexible Copper cable. 1.6.1.b | 4 | Rm | 100 | Rm | 1816 | 72.64
|  | Peeta Board of Size 15" x 20" 1.4.3.c | 1 | Nos | 1 | No | 246 | 246
a) Labour charges
|  | Skilled Electrician. | 0.2 | day | 1 | day | 790 | 158
|  | Semi Skilled Electrician | 0.2 | day | 1 | day | 640 | 128
|  | Helper (Electrical) | 0.2 | day | 1 | day | 595 | 119
|  | Contract Profit @ 13.615% | [5 empty] | 136.65
|  | Total Cost of Material + Labour Charges | [5 empty] | 1140.29
BLD ELE 5.1.1 | 17 | Providing independent earthling by excavating a pit to a depth of 2.25Mt in all soils, as per size specified in the Data, using 40mm dia 'B' class GI pipe of 2.5 Mtrs length with necessary No.8 G.I. double earth wire and accessories with 18" dia 2" thick hume pipe ring duly providing staggered holes including filling with 20Kg Salt and 40Kg Charcoal or 40Kg bentonite powder in layers and all labour charges etc., complete.(Data No. )
b) labour charges for fixing pipe ring and connections
|  | Semi Skilled Electrician / Lineman | 0.5 | Nos | 1 | No | 640 | 320
|  | Helper (Electrical) | 0.5 | day | 1 | day | 595 | 297.5
a) Material
|  | 40mm Nominal Bore Medium grade G.I.Pipe. ELEC-8.4.17d | 2.5 | Mtr | 1 | Mtr | 455 | 1137.5
|  | 25mm x 6 mm G.I.Strip (ELEC-8.3.6 | 0.24 | Kgs | 1 | Kg | 94 | 22.56
|  | No.8 G.I.Wire (ELEC-8.3.6) | 0.83 | Kgs | 1 | kg | 94 | 78.02
|  | Drilling of 16 Nos through holes of 12mm dia to G.I pipe. ELEC-8.4.20 | 16 | Nos | 1 | No | 9 | 144
|  | G.I Nuts, Bolts an Washers each set. ELEC-8.4.21 | 2 | Sets | 1 | Set | 15 | 30
|  | 18" dia 2" thick hume pipe ring. ELEC-8.4.22 | 1 | No | 1 | No | 390 | 390
|  | 2" thick CC cover for hume pipe ring with handle.ELEC-8.4.24 | 1 | No | 1 | No | 250 | 250
|  | Hard Coke ELEC-8.1.10 | 40 | Kg | 1 | Kg | 26 | 1040
|  | Salt. ELEC-8.1.11 | 20 | Kg | 1 | Kg | 20 | 400
|  | Earth Work Excavation of Hard gravel Soil with small boulder for trench 1st step of size 1.2 x 0.6 x 0.9 m (4'x2'x3') ELEC-8.4.19 | 0.65 | cum | 1 | cum | 348 | 226.2
|  | Excavation of Hard disteggrated rocks and boulders for trench 2nd Step of size 0.9 x 0.6 x 1.2 m (3'x2'x4') ELEC-8.4.19 | 0.65 | cum | 1 | cum | 348 | 226.2
|  | 25% extra for narrow trench & pit and back filling with Sand, Coke, Salt etc., and leveling | 25% |  |  |  | 452.4 | 113.1
|  | Contract Profit @ 13.615% | [5 empty] | 636.51
|  | Cost of Material | [5 empty] | 5311.59
| 15 | Supply and transportation of ......... LED Street light Luminaire made of pressure diecast alluminium body with powder coated, having protective toughned glass, Supply Input voltage 120 - 270 V AC, P.F > 0.90, high power LED's having System efficacy > 100 lm/W and junction temprature < 70°C, with Ingrees protection IP66, Luminaire performance complies to IS 10322 (Part 5 / Sec-3), Driver surge protection 4KV, external Surge protection 10 KV with optics distribution , THD<10% at 110 Volts AC, driver efficiency >90%, CCT: 3000K - 5700K, minimum CRI>70, etc., complete
|  | Initial Cost ELEC-3.8.23 d | 1 | No | 1 | No | 4543 | 4543
|  | Cost of Material | [5 empty] | 4543
|  | Deputy Executive Engineer |  |  |  | Assistant Engineer
|  | PRI Sub Division |  |  |  | Mandal Praja parishad
|  | Kanigiri |  |  |  | P.C.Palli

## doors 2024-25
DATA SHEET (2024-25)
Name of the Work: Completion of incomplete Anganwadi building in Paletipalli village of P.C.Palli Mandal.
|  |  |  | Est.Rs. | 15.00 Lakhs
S No | Index Code | Description of the Work | Unit | Quantity | Rate | Amount | Amount
1 |  | Supplying and fixing of Door of size 1.20X2.10M with two panels Frame made with sald wood fixing with Z hold fast including c/c of all materials and furniture fittings etc complete as per specification (APSS No 1001 & 1002) Door Frame only
|  | Vertical posts | 2 | 1.95 | 0.1 | 0.075 | 0.0293
|  | Horizontal Top & Bottom | 2 | 1.2 | 0.1 | 0.075 | 0.018
0.0473
| BMT-E.15 | Sal Wood for Scantlings/Frames |  | cum | 0.0473 | 53228 | 2517.68
| BMS-W.69 | MS Z Hold fasts 300mm Long |  | No's | 6 | 41 | 246
B. Labour
| BMM-V.38 | wrought & Putup Labour charges 1/3 |  | Sqm | 2.52 | 1983 | 1665.72
|  | Contract Profit @ 13.615% |  |  |  |  | 0
4429.4
1 |  | Supplying and fixing of Door of size 1.20X2.10M with two panels of Shutter made with Sal wood including brass tower bolts, handle and butt hinges with all furniture fittings including c/c of all materials and furniture fittings etc complete as per specification (APSS No 1001 & 1002) Door Shutters
|  | Shutters : Sal Wood | 2 | 1.95 | 0.54 | 0.03 | 0.0632
0.0632
| BMT-E.16 | Sal Wood for Planks/Shutters |  | cum | 0.0632 | 78753 | 4977.19
| BMT-G.08 | 150mm Alluminium tower bolts |  | No's | 2 | 90 | 180
| BMT-G.25 | Butt Hinges 125mm Alluminiu |  | No's | 3 | 135 | 405
| BMT-G.34 | 150mm Alluminium Door handle |  | No's | 2 | 127 | 254
| BMT-G.42 | 300mm Alluminium Aldrop |  | No's | 2 | 350 | 700
| BMT-G.53 | Door stopper MS Powder coated |  | No's | 1 | 51 | 51
B. Labour
| BMM-V.38 | wrought & Putup Labour charges 2/3 |  | Sqm | 2.52 | 1983 | 3331.44
|  | Contract Profit @ 13.615% |  |  |  |  | 0
9898.63
2 |  | Supplying and fixing of Door of size 0.75X2.10M with two panels Frame made with sald wood fixing with Z hold fast including c/c of all materials and furniture fittings etc complete as per specification (APSS No 1001 & 1002) Door Frame only
|  | Vertical posts | 2 | 1.95 | 0.1 | 0.075 | 0.0293
|  | Horizontal Top & Bottom | 2 | 0.75 | 0.1 | 0.075 | 0.0113
0.0406
| BMT-E.15 | Sal Wood for Scantlings/Frames |  | cum | 0.0406 | 53228 | 2161.06
| BMS-W.69 | MS Z Hold fasts 300mm Long |  | No's | 6 | 41 | 246
B. Labour
| BMM-V.38 | wrought & Putup Labour charges 1/3 |  | Sqm | 1.58 | 1983 | 1044.38
|  | Contract Profit @ 13.615% |  |  |  |  | 0
3451.44
3 |  | Supplying and fixing of Door of size 0.75X2.10M with two panels Shutter made with Sal wood including brass tower bolts, handle and butt hinges with all furniture fittings including c/c of all materials and furniture fittings etc complete as per specification (APSS No 1001 & 1002)
|  | Shutters : Sal Wood | 1 | 1.95 | 1.07 | 0.03 | 0.0626
0.0626
| BMT-E.16 | Sal Wood for Planks/Shutters |  | cum | 0.0626 | 78753 | 4929.94
| BMT-G.08 | 150mm Alluminium tower bolts |  | No's | 2 | 90 | 180
| BMT-G.25 | Butt Hinges 125mm Alluminiu |  | No's | 3 | 135 | 405
| BMT-G.34 | 150mm Alluminium Door handle |  | No's | 2 | 127 | 254
| BMT-G.42 | 300mm Alluminium Aldrop |  | No's | 2 | 350 | 700
| BMT-G.53 | Door stopper MS Powder coated |  | No's | 1 | 51 | 51
B. Labour
| BMM-V.38 | wrought & Putup Labour charges 2/3 |  | Sqm | 1.58 | 1983 | 2088.76
|  | Contract Profit @ 13.615% |  |  |  |  | 0
8608.7
3 |  | Supply and fixing of sal wood window three shutter of size 1.50 x 1.35 mt with frame made of sal wood and fixing MS Grills into frames for safety with necessary fittings etc., complete. For frame only
Unit = Each
Frames : Sal Wood
|  | Horizontal Top & Bottom | 2 | 1.5 | 0.1 | 0.075 | 0.0225
|  | Vertical posts | 4 | 1.2 | 0.1 | 0.075 | 0.036
0.0585
| BMT-E.15 | Sal Wood for Scantlings/Frames |  | cum | 0.0585 | 53228 | 3113.84
| BMS-W.69 | MS Z Hold fasts 300mm Long |  | No's | 4 | 41 | 164
B. Labour
| BMM-V.38 | wrought & Putup Labour charges 1/3 |  | Sqm | 2.03 | 1983 | 1341.83
|  | Contract Profit @ 13.615% |  |  |  |  | 0
4619.67
4 |  | Supply and fixing of sal wood window three shutter of size 1.50 x 1.35 mts shutter made with Sal wood including fixers of Aluminum tower bolt, butt hinges No's, Al handles, window stoppers and MS Z hold fasts with necessary fittings etc., complete.
|  | Shutters : Sal Wood | 3 | 1.22 | 0.37 | 0.025 | 0.0339
0.0339
| BMT-E.16 | Sal Wood for Planks/Shutters |  | cum | 0.0339 | 78753 | 2669.73
| BMT-G.07 | 100mm Alluminium tower bolts |  | No's | 2 | 67 | 134
| BMT-G.23 | Butt Hinges 75mm Alluminium |  | No's | 9 | 89 | 801
| BMT-G.31 | 75mm Alluminium Door handle |  | No's | 3 | 63 | 189
|  | MS Grills |  | Kgs | 40 | 60 | 2400
B. Labour
| BMM-V.38 | wrought & Putup Labour charges 2/3 |  | Sqm | 2.03 | 1983 | 2683.66
|  | Contract Profit @ 13.615% |  |  |  |  | 0
8877.39
5 |  | Supply and fixing of sal wood window three shutter of size 0.90 x 1.35 mt with frame made of sal wood and fixing MS Grills into frames for safety with necessary fittings etc., complete. For frame only
|  | Horizontal Top & Bottom | 2 | 0.9 | 0.1 | 0.075 | 0.0135
|  | Vertical posts | 4 | 1.2 | 0.1 | 0.075 | 0.036
0.0495
| BMT-E.15 | Sal Wood for Scantlings/Frames |  | cum | 0.0495 | 53228 | 2634.79
| BMS-W.69 | MS Z Hold fasts 300mm Long |  | No's | 4 | 41 | 164
B. Labour
| BMM-V.38 | wrought & Putup Labour charges |  | Sqm | 1.22 | 1983 | 806.42
|  | Contract Profit @ 13.615% |  |  |  |  | 0
3605.21
5 |  | Supply and fixing of sal wood window three shutter of size 0.90 x 1.35 mts shutter made with Sal wood including fixers of Aluminum tower bolt, butt hinges No's, Al handles, window stoppers and MS Z hold fasts with necessary fittings etc., complete.
|  | Shutters : Sal Wood | 2 | 1.22 | 0.37 | 0.025 | 0.0226
0.0226
| BMT-E.16 | Sal Wood for Planks/Shutters |  | cum | 0.0226 | 78753 | 1779.82
| BMT-G.07 | 100mm Alluminium tower bolts |  | No's | 2 | 67 | 134
| BMT-G.23 | Butt Hinges 75mm Alluminium |  | No's | 6 | 89 | 534
| BMT-G.31 | 75mm Alluminium Door handle |  | No's | 2 | 63 | 126
|  | MS Grills |  | Kgs | 23 | 60 | 1380
B. Labour
| BMM-V.38 | wrought & Putup Labour charges |  | Sqm | 1.22 | 1983 | 2419.26
|  | Contract Profit @ 13.615% |  |  |  |  | 0
6373.08
1 |  | S&F of Teak wood windows shutter of size 0.90 x 1.50 Mts including alluminium tower bolts, Butt hinges, door handle and plain float glass including all labour charges etc., complete.
|  | Alround windows planks | 3 | 2 | 0.1 | 0.025 | 0.015
0.015
| BMT-E.04 | Teak Wood for Planks/Shutters |  | cum | 0.015 | 173500 | 2602.5
| BMT-G.07 | 100mm Alluminium tower bolts |  | No's | 3 | 67 | 201
| BMT-G.23 | Butt Hinges 75mm Alluminium |  | No's | 6 | 89 | 534
| BMT-G.31 | 75mm Alluminium Door handle |  | No's | 3 | 63 | 189
| BMT-I.01 | Plain float glass |  | Sqm | 0.9075 | 484 | 439.23
B. Labour
| BMM-V.38 | wrought & Putup Labour charges |  | Sqm | 1.08 | 1983 | 2141.64
6107.37
2 |  | S&F of Teak wood windows shutter of size 1.50 x 1.50 Mts including alluminium tower bolts, Butt hinges, door handle and plain float glass including all labour charges etc., complete.
|  | Alround windows planks | 6 | 1.4 | 0.1 | 0.025 | 0.021
0.021
| BMT-E.04 | Teak Wood for Planks/Shutters |  | cum | 0.021 | 173500 | 3643.5
| BMT-G.07 | 100mm Alluminium tower bolts |  | No's | 6 | 67 | 402
| BMT-G.23 | Butt Hinges 75mm Alluminium |  | No's | 12 | 89 | 1068
| BMT-G.31 | 75mm Alluminium Door handle |  | No's | 6 | 63 | 378
| BMT-I.01 | Plain float glass |  | Sqm | 0.825 | 484 | 399.3
B. Labour
| BMM-V.38 | wrought & Putup Labour charges |  | Sqm | 1.08 | 1983 | 2141.64
8032.44
6 |  | Supplying and fixing of Door of size 1.20X2.10M with single panels of frames made with sal wood and Shutter made with Flush door shutters including MS Z hold fasts , Alluminium tower bolts, handle and butt hinges with all furniture fittings including c/c of all materials and furniture fittings etc complete as per specification (APSS No 1001 & 1002) Door Frame with Shutters
Unit = Each
Frames : Sal Wood
|  | Vertical posts | 2 | 1.9 | 0.1 | 0.075 | 0.0285
|  | Horizontal Top & Bottom | 1 | 1.2 | 0.1 | 0.075 | 0.009
0.0375
| BMT-E.01 | Teak Wood for Scantlings/Frames |  | cum | 0.0375 | 86000 | 3225
| BMT-N.88 | WPC shutter door |  | Sqm | 2.09 | 3512 | 7340.08
| BMM-V.42 | Fixing WPC door |  | Sqm | 2.09 | 1208 | 2524.72
| BMT-G.08 | 150mm Alluminium tower bolts |  | No's | 2 | 90 | 180
| BMT-G.25 | Butt Hinges 125mm Alluminiu |  | No's | 3 | 135 | 405
| BMT-G.34 | 150mm Alluminium Door handle |  | No's | 2 | 127 | 254
| BMT-G.42 | 300mm Alluminium Aldrop |  | No's | 2 | 350 | 700
| BMT-G.53 | Door stopper MS Powder coated |  | No's | 1 | 51 | 51
| BMS-W.69 | MS Z Hold fasts 300mm Long |  | No's | 6 | 41 | 246
B. Labour
| BMM-V.25 | wrought & Putup Labour charges For frames only (1/3) |  | Sqm | 2.52 | 2014 | 1691.76
16617.56
7 |  | Supplying and fixing of Door of size 0.90X2.10M with single panels of frames made with teak wood and Shutter made with medium Teak wood including MS Z hold fasts , Alluminium tower bolts, handle and butt hinges with all furniture fittings including c/c of all materials and furniture fittings etc complete as per specification (APSS No 1001 & 1002) Door Frame with Shutters
Unit = Each
Frames : Medium Teak Wood
|  | Vertical posts | 2 | 1.9 | 0.1 | 0.075 | 0.0285
|  | Horizontal Top & Bottom | 1 | 0.9 | 0.1 | 0.075 | 0.0068
0.0353
|  | Shutters : Medium Teak Wood | 1 | 2.01 | 0.8 | 0.03 | 0.0482
0.0482
| BMT-E.01 | Teak Wood for Scantlings/Frames |  | cum | 0.0353 | 86000 | 3035.8
| BMT-E.04 | Teak Wood for Planks/Shutters |  | cum | 0.0482 | 173500 | 8362.7
| BMT-G.02 | 150mm Brass tower bolts |  | No's | 2 | 288 | 576
| BMT-G.21 | Butt Hinges 125mm Brass |  | No's | 3 | 285 | 855
| BMT-G.34 | 150mm Alluminium Door handle |  | No's |  | 127 | 0
| BMT-G.37 | 300mm Brass Aldrop |  | No's | 2 | 1312 | 2624
| BMT-G.46 | Brass door stoppers |  | No's | 1 | 203 | 203
| BMS-W.69 | MS Z Hold fasts 300mm Long |  | No's | 6 | 41 | 246
B. Labour
| BMM-V.25 | wrought & Putup Labour charges |  | Sqm | 1.89 | 2014 | 1268.82
17171.32
8 |  | Supplying and fixing of Door of size 0.90X2.10M with single panels of frames made with sal wood and Shutter made with sal wood including MS Z hold fasts , Alluminium tower bolts, handle and butt hinges with all furniture fittings including c/c of all materials and furniture fittings etc complete as per specification (APSS No 1001 & 1002) Door Frame with Shutters
Unit = Each
Frames : Sal Wood
|  | Vertical posts | 2 | 1.9 | 0.1 | 0.075 | 0.0285
|  | Horizontal Top & Bottom | 1 | 0.9 | 0.1 | 0.075 | 0.0068
0.0353
|  | Shutters : Sal Wood | 2 | 2.01 | 0.4 | 0.03 | 0.0482
0.0482
| BMT-E.15 | Sal Wood for Scantlings/Frames |  | cum | 0.0353 | 53228 | 1878.95
| BMT-E.16 | Sal Wood for Planks/Shutters |  | cum | 0.0482 | 78753 | 3795.89
| BMT-G.08 | 150mm Alluminium tower bolts |  | No's | 2 | 90 | 180
| BMT-G.25 | Butt Hinges 125mm alluminium |  | No's | 6 | 135 | 810
| BMT-G.34 | 150mm Alluminium Door handle |  | No's |  | 103 | 0
| BMT-G.42 | 300mm Alluminium Aldrop |  | No's | 2 | 350 | 700
| BMT-G.57 | Alluminium door stoppers |  | No's | 1 | 66 | 66
| BMS-W.69 | MS Z Hold fasts 300mm Long |  | No's | 6 | 41 | 246
B. Labour
| BMM-V.38 | wrought & Putup Labour charges |  | Sqm | 1.89 | 1983 | 3747.87
11424.71
9 |  | Supplying and fixing of Door of size 0.80X2.10M with single panels of frames made with teak wood and Shutter made with medium Teak wood including MS Z hold fasts , Alluminium tower bolts, handle and butt hinges with all furniture fittings including c/c of all materials and furniture fittings etc complete as per specification (APSS No 1001 & 1002) Door Frame with Shutters
Unit = Each
Frames : Medium Teak Wood
|  | Vertical posts | 2 | 1.9 | 0.1 | 0.075 | 0.0285
|  | Horizontal Top & Bottom | 1 | 0.8 | 0.1 | 0.075 | 0.006
0.0345
|  | Shutters : Medium Teak Wood | 1 | 2.01 | 0.72 | 0.03 | 0.0434
0.0434
| BMT-E.01 | Teak Wood for Scantlings/Frames |  | cum | 0.0345 | 86000 | 2967
| BMT-E.04 | Teak Wood for Planks/Shutters |  | cum | 0.0434 | 173500 | 7529.9
| BMT-G.02 | 150mm Brass tower bolts |  | No's | 2 | 288 | 576
| BMT-G.21 | Butt Hinges 125mm Brass |  | No's | 3 | 285 | 855
| BMT-G.34 | 150mm Alluminium Door handle |  | No's |  | 127 | 0
| BMT-G.37 | 300mm Brass Aldrop |  | No's | 2 | 1312 | 2624
| BMT-G.46 | Brass door stoppers |  | No's | 1 | 203 | 203
| BMS-W.69 | MS Z Hold fasts 300mm Long |  | No's | 6 | 41 | 246
B. Labour
| BMM-V.25 | wrought & Putup Labour charges |  | Sqm | 1.89 | 2014 | 1268.82
16269.72
1 |  | Supplying and fixing of Door of size 1.20X2.10M with single panels of frames made with teak wood and Shutter made with medium Teak wood including MS Z hold fasts , Alluminium tower bolts, handle and butt hinges with all furniture fittings including c/c of all materials and furniture fittings etc complete as per specification (APSS No 1001 & 1002) Door Frame with Shutters
Unit = Each
Frames : Medium Teak Wood
|  | Vertical posts | 2 | 1.9 | 0.1 | 0.075 | 0.0285
|  | Horizontal Top & Bottom | 1 | 1.2 | 0.1 | 0.075 | 0.009
0.0375
|  | Shutters : Medium Teak Wood | 1 | 2.01 | 0.94 | 0.03 | 0.0567
0.0567
| BMT-E.01 | Teak Wood for Scantlings/Frames |  | cum | 0.0375 | 86000 | 3225
| BMT-E.04 | Teak Wood for Planks/Shutters |  | cum | 0.0567 | 173500 | 9837.45
| BMT-G.02 | 150mm Brass tower bolts |  | No's | 2 | 288 | 576
| BMT-G.21 | Butt Hinges 125mm Brass |  | No's | 3 | 285 | 855
| BMT-G.34 | 150mm Alluminium Door handle |  | No's |  | 127 | 0
| BMT-G.37 | 300mm Brass Aldrop |  | No's | 2 | 1312 | 2624
| BMT-G.46 | Brass door stoppers |  | No's | 1 | 203 | 203
| BMS-W.69 | MS Z Hold fasts 300mm Long |  | No's | 6 | 41 | 246
B. Labour
| BMM-V.25 | wrought & Putup Labour charges |  | Sqm | 2.52 | 2014 | 1691.76
19258.21
6 |  | Supplying and fixing of Door of size 1.05X2.10M with single panels of frames made with sal wood and Shutter made with Flush door shutters including MS Z hold fasts , Alluminium tower bolts, handle and butt hinges with all furniture fittings including c/c of all materials and furniture fittings etc complete as per specification (APSS No 1001 & 1002) Door Frame with Shutters
Unit = Each
A. Materials
Frames : Sal Wood
|  | Vertical posts | 2 | 1.95 | 0.1 | 0.075 | 0.0293
|  | Horizontal Top & Bottom | 2 | 1.05 | 0.1 | 0.075 | 0.0158
0.0451
|  | Sal Wood for Scantlings/Frames BMT-E.15 |  | cum | 0.0451 | 53228 | 2400.58
| BMT-N.88 | WPC shutter door |  | Sqm | 1.55 | 3512 | 5443.6
| BMM-V.42 | Fixing WPC door |  | Sqm | 1.55 | 1208 | 1872.4
| BMT-G.08 | 150mm Alluminium tower bolts |  | No's | 2 | 90 | 180
| BMT-G.25 | Butt Hinges 125mm Alluminiu |  | No's | 3 | 135 | 405
| BMT-G.34 | 150mm Alluminium Door handle |  | No's | 2 | 127 | 254
| BMT-G.42 | 300mm Alluminium Aldrop |  | No's | 2 | 350 | 700
| BMT-G.53 | Door stopper MS Powder coated |  | No's | 1 | 51 | 51
| BMS-W.69 | MS Z Hold fasts 300mm Long |  | No's | 6 | 41 | 246
B. Labour
| BMM-V.25 | wrought & Putup Labour charges For frames only (1/3) |  | Sqm | 2.21 | 1983 | 1460.81
[7 empty] | 13013.39 | 0
1 |  | Supplying and fixing of ventilator of size 0.60 x 0.45 Mts including fixing of 8mm dia roads and 4mm plain glass including all labour charges etc., complete
|  | Sal Wood |  | cum | 0.008 | 53228 | 425.82
|  | 8mm dia rods |  | Kg | 0.5 | 70.8 | 35.4
| BMT-I.01 | Plain float glass |  | Sqm | 0.27 | 484 | 130.68
|  | Rate per 1 No |  |  |  |  | 591.9 | 0
6 |  | S&F of Cement Jolleys 50mm thick
| BMS-W.17 | Initial cost | Sqm | 1 | 403 |  | 403
|  | 1st class mason | Day | 0.06 | 710 |  | 42.6
|  | 2nd class mason | Day | 0.06 | 640 |  | 38.4
|  | Mazdoor(unskilled) | Day | 0.275 | 595 |  | 163.63
|  | Contract Profit @ 13.615% |  |  |  |  | 88.17
|  | Rate per 1 Sqm |  |  |  |  | 735.8
1 |  | Supply and fixing of Wood Polymer Composite(WPC) Door Frame section of 63.5x100 MM .The two Vertical members are to be joined together with the horizontal member using 8x75 MM long MS Star full thread screws to be used with reverse forward speed control hand drilling machine. The ready/assembled door frame is fixed to the wall using hold fast or bolt fasteners. A minimum of 4 No.s of screws to be provided for each vertical member & minimum 2no.s for horizontal member, and fixing 28 -30 MM thick solid Wood Polymer Composite (WPC) double extruded door shutter with 3MM top and bottom rigid layer with an overall density of 750kg/Cum. It will be fixed to the frame using 3 inch /4 inch hinges. A minimum of 4 hinges will be required for fixing the door with the frame 1200 x 2130mm
Taking output Unit = 2.556 Sqm
| BMT-N.83.C | Cost of Frame |  | Rm | 6.7 | 953 | 6385.1
| BMM-V.42 | Labour charges for frame work |  | Sqm | 0.869 | 1208 | 1049.75
| BMT-N.88 | Initial cost |  | Sqm | 2.23 | 3512 | 7831.76
| BMM-V.42 | Labour charges for Shutter |  | Sqm | 1.687 | 1208 | 2037.9
| BMT-G.09 | 200mm Alluminium tower bolts |  | No's | 2 | 118 | 236
| BMT-G.34 | 150mm Alluminium Door handle |  | No's | 4 | 127 | 508
| BMT-G.42 | 300mm Alluminium Aldrop |  | No's | 2 | 350 | 700
|  | Cost of Aluminium door stopper |  | No's | 1 | 66 | 66
|  | Contract Profit @ 13.615% |  |  |  |  | 2561.6
|  | Rate per 2.556 Sqm |  |  |  |  | 21376.11
|  | Rate per 1.00 Sqm |  |  |  |  | 8363.11
2 |  | Supply and fixing of Wood Polymer Composite(WPC) fixing 28 -30 MM thick solid Wood Polymer Composite (WPC) double extruded door shutter with 3MM top and bottom rigid layer with an overall density of 750kg/Cum. It will be fixed to the frame using 3 inch /4 inch hinges. A minimum of 4 hinges will be required for fixing the door with the frame 1200 x 2130mm
Taking output Unit = 2.556 Sqm
| BMT-N.83.C | Cost of Frame |  | Rm | 6.7 | 953
| BMM-V.42 | Labour charges for frame work |  | Sqm | 0.869 | 1208
| BMT-N.88 | Initial cost |  | Sqm | 2.23 | 3512 | 7831.76
| BMM-V.42 | Labour charges for Shutter |  | Sqm | 1.687 | 1208 | 2037.9
| BMT-G.09 | 200mm Alluminium tower bolts |  | No's | 2 | 118 | 236
| BMT-G.34 | 150mm Alluminium Door handle |  | No's | 4 | 127 | 508
| BMT-G.42 | 300mm Alluminium Aldrop |  | No's | 2 | 350 | 700
|  | Cost of Aluminium door stopper |  | No's | 1 | 66 | 66
|  | Rate per 2.556 Sqm |  |  |  |  | 11379.66
|  | Rate per 1.00 Sqm |  |  |  |  | 4452.14
2 |  | Providing and fixing factory made uPVC white colour sliding glazed windowupto 1.50 m in height dimension comprising of uPVC multi-chamberedframe with in-built roller track and sash extruded profiles duly reinforcedwith 1.60 ± 0.2 mm thick galvanized mild steel section made from rollforming process of required length (shape & size according to uPVCprofile), appropriate dimension of uPVC extruded glazing beads anduPVC extruded interlocks, EPDM gasket, wool pile, zinc alloy (whitepowder coated) touch locks withhook, zinc alloy body with single nylonrollers (weight bearing capacity to be 40 kg), G.I fasteners 100 x 8 mmsize for fixing frame to finished wall and necessary stainless steel screwsetc. Profile of frame & sash shall be mitred cut and fusion welded at allcorners, including drilling of holes for fixing hardware's and drainage ofwater etc. After fixing frame the gap between frame and adjacent finishedwall shall be filled with weather proof silicon sealent over backer rod ofrequired size and of approved quality, all complete as per approved drawing& direction of Engineer-in-Charge inclusive of cost of Single / double glass panes,and silicon sealent Two track two panels sliding window made of (small series) frame 52 x 44 mm &sash 32 x 60 mm both having wall thickness of 1.9 ± 0.2 mm and single glazing bead of appropriate dimension. (Area of window upto 1.75 sqm)
| BMT-P.80.A | Initial cost two track panels | Sqm | 1 | 6698 |  | 6698
6698
| BMT-P.80.A | Initial cost Three track | Sqm | 1 | 9000 |  | 9000
|  | Contract Profit @ 13.615% |  |  |  |  | 5309.01
14309.01
12 | BMT-P.79 | Initial cost Glazed window | Sqm | 1 | 6456 |  | 6456
6456
|  |  | Deputy Executive Engineer |  |  | Assistant Engineer
|  |  | PRI Sub Division |  |  | Mandal Praja parishad
|  |  | Kanigiri |  |  | P.C.Palli

## CC f (2) (hidden)
CONTRACT CERTIFICATE
GP General funds
Name of the work: Repairs to Mandal Praja Parishad Office building at Upstairs in Kanigiri Mandal.
Name of the Contractor :
Voucher : CC 1st & Final
Last Certificate if any :
Month :
Number and month of the last schedule if any :-
| Mandal : Kanigiri |  |  | Amount of estimate : Rs. 1.50 Lakhs |  |  | Voucher No:
| Overseer's No. |  |  | Authority Covering list No. |  |  | Schedule No.
S.No | Quantity executed or Supplied |  |  | Description of Items. | Rate in Rs. | Per | Amount |  | Remarks
| Upto Date |  | Since last certificate |  |  |  | Upto Date in Rs. | Since last certificate in Rs.
1 | 0 | Cum |  | Dismantling of existing structures like Flooring including disposal of unserviceable material and stacking the serviceable material with all lifts and lead of 1000 m as per Technical Specification Clause 202 MORD / MORTH | 487.06 | 1Cum | 0
2 | 5.45 | Cum |  | Plain Cement Concrete (1:4:8) proportion Nominal mix for foundations using 40mm size SS-5 metal including c/c of all materials & labour charges, machine mixing & laying concrete in foundations ramming etc complete for Bed Concrete (APSS No 402) | 5252.57 | 1Cum | 28626.51
3 | 79.63 | Sqm |  | Ceiling Plastering to Ceiling in CM (1:3) 12mm thick with dubara sponge finishing including c/c of all materials including labour charges such as mixing cement mortar and curing etc complete for finished item of work (APSS 901 & 903) | 378.77 | 1Sqm | 30161.46
4 | 50.23 | Sqm |  | Flooring with Porcelain Vitrified tiles stain free double charged of 1st quality and of size not less than 600X600X8mm thickness glossy finish premium colours, set over base coat of CM (1:8), 12mm thick over already laid CC bed / RCC Roof slab, including neat Cement slurry of honey like consistency spread @ 3.30 Kgs per Sqm & jointed with neat white Cement paste to full depth mixed with pigment of matching shade including c/c of all materials like Cement, Sand and Water and tiles etc complete including labour charges etc complete for finished item of work | 1238.02 | 1Sqm | 62185.74
5 | 0 | Sqm |  | Flooring with Ceramic non skid tiles of not less than 7-8mm thick 1st quality laid over floor bed / VRCC slab set over base coat of CM (1:8), 12mm thick and neat grey Cement slurry of honey like consistency spread @ 3.30 Kgs per Sqm & jointed with neat white Cement paste to full depth mixed with pigment of matching shade including c/c of all materials to site including cost of mixing of mortar and watering and levelling to proper slope and curing including all labour charges etc for finished item of work | 849.02 | 1Sqm | 0
6 | 0 | Sqm |  | Providing Daddooing to walls with 5 to 7mm thick Glazed Ceramic wall tiles of 1st quality of 6mm thick set over base coat of CM (1:3) 12mm thick with Cement slurry of honey like consistency spread @ 3.30 Kgs per Sqm & jointed with neat white Cement paste to full depth mixed with pigment of matching shade including c/c of all materials to site, cost of all materials like tiles, Cement, sand and water etc complete for finished item of work | 499.42 | 1Sqm | 0
7 | 0 | Sqm |  | Providing and applying Wall putty of White Cement or Polymer or Cement based of average 1 to 2 mm thickness over plastered surface to prepare the surface even and smooth after thoroughly brushing the surface to remove all dirt and remains of loose powdered materials, applying emery paper, Sand the surface, clean & wipe off loose dust, applying knifing paste filler by putty knife / muslin pad, air dry for 2 - 3 hrs, sand with 180 and 320 No., emery paper for the surface preparation including cost and conveyance of all materials and all operational, incidental and all labour charges etc., complete for finished item of work in all floors for internal walls | 188.29 | 1Sqm | 0
8 | 0 | Sqm |  | Painting Old Wood work with Two coats of ready mixed Synthatic Enamil paint first quality of shades after thoroughly brushes the surface to remove all remains of loose provided materials including cost and conveyance of all materials, cost of brushe for finished item of work as per APSS | 162.18 | 1Sqm | 0
9 | 0 | No |  | S&F of Teak wood windows shutter of size 0.90 x 1.50 Mts including alluminium tower bolts, Butt hinges, door handle and plain float glass including all labour charges etc., complete. | 6107.37 | 1No | 0
10 | 0 | No |  | S&F of Teak wood windows shutter of size 1.50 x 1.50 Mts including alluminium tower bolts, Butt hinges, door handle and plain float glass including all labour charges etc., complete. | 8032.44 | 1No | 0
11 | 0 | No |  | Supply & fixing of tested NP bib taps at all levels of 12.70mm dia of Indian make 400g first quality including cost & conveyance of all materials, labour charges for finished item of work, and all taxes complete for all floors | 387 | 1No | 0
12 | 0 | No |  | Supply & fixing bib cock cum health faucet with 1 m long flexible tube and wall hook . | 4166 | 1No | 0
13 | 0 | No |  | Supplying and Fixing European Water Closet of 1st quality make white glazed with 'P' trap with low down porcelain flushing tank 10 Lit Capacity internal components and Fixing best Indian make plastic seat and lid for European water closets with rubber or plastic Buffers including all labour charges for fixing etc., complete. | 5297 | 1No | 0
14 | 0 | No |  | Supplying and fixing Indian make Flat Back Wash Hand Basin (HSW/Parryware/ Neycer) 1st quality conforming to IS:2556-Part-4:1972 of size 450mm x 300mm with 32 mm nominal size C.P. Fitting with parallel pipe thread onforming to IS:2963-1979 and fitted with 15 mm nominal bore Chromium Plated Pillar Tap of 1st quality Indian make 400 grams Seiko/Senior/Nice or equivalent complete with tandard CI brackets including wooden blocks ,1 No.12.70mm PVC connection with brass union nuts CP oated , 1 No.12.70mm NP bib tap 400 gms Seiko or equivalent , 31.75mm dia. PVC flexible waste pipe 914.4mm length of 1st quality including cost and onveyance of all materials to site, labour charges , overheads & contractors profit for finished item of work | 2025 | 1No | 0
15 | 0 | No |  | Supply and Transportation of 48" (1200mm) Sweep 5 star rated Ceiling Fan , with double ball bearings, air delivery more than 200 cubic meter/min but without Regulator. | 2933.04 | 1No | 0
16 | 0 | No |  | Labour charges for fixing of ceiling fan with regulator including transportation, 3 core wire leads etc complete | 186.01 | 1No | 0
17 | 3 | No |  | Labour charges for fixing of ceiling fan with regulator including transportation, 3 core wire leads etc complete | 458.87 | 1No | 1376.61
|  |  |  | Total value o work done or suplies made to date |  | = | 122350.32 | 0 |  | 0
|  |  |  | Deduct value of work supplies shown on last certificate. |  | = | 0 | Or
|  |  |  | Net value of work/supplies since lst certificate |  | = | 122350.32 | 122350
| Signature of Contractor | [5 empty] | Date…………..……200
|  |  | Certificate that the proceeding claim is correct that the necessary measurements have been made by me on 200 and record on page 885/B/ZP/18 and the work has been satisfactory performed |  | CHECK MEASUREMENT CERTIFICATE
|  |  | Certified also that the materials billed for have been recived and brought to account. |  | Certified that the work and materials were duly Checked and Measured by me on (Date………….)
|  |  | Date………….. OFFICE INCHARGE |  | Date………………200 |  |  | DESIGNATION
Assistant Engineer
Mandal Praja parishad
Kanigiri

## ccbc (2) (hidden)
MEMORANDUM OF PAYMENTS MADE |  |  |  |  | Rs. | P. | Rs. | P.
Total value of work done
Amount of prevont payment from last certificate No………………….
|  | of | Forward
With accouts for…………………………………
Fines and other deduction up to date
Payments now made |  | By Cash
By Cheque No………………..
By Value of Stock supplied
Balance due
Allotment of the year |  |  | Rs P
Expenditure included in this bill
Balance availabe
PAY RUPEES ( ) RECEIVED ( )
Only as final payments in settlement of all demands
……………………………………………………………………………….
……………………………………………………………………………….
Witness
Head Clerk |  |  | Presented of | ……………………………………………………………………………….
……………………………………………………………………………….
Head Account |  |  | Engineer | ……………………………………………………………………………….
……………………………………………………………………………….
[5 empty] | Date ………………………….. |  |  | Payee……………………
AUDIT ENFACEMENT
Admitted Rs. ………………………….
Objected Rs. ………………………….
Total Rs. ………………..…………….
|  |  | Date |  | 200 |  |  | Auditor
INVERNACULAR
DISTRICT ENGINEET'S REMARKS
NOTES
1. This form is intended for use in the case of running account i.e for works in progress or supplies in course
of delivery when the liability is discharged in full single payment Form No. of A should be used.
2. Payment will be made only up to nineteenth of the total value of the work done. The balance being returned
as a security both for the due performance of the contracts or to cover posible over payment which may be detected on cheque measurement in the case of work whose estimated cost does not exceed Rs. 50/- Payment may be made in full
on the measuring officer's certificate subject to subsequent check measurement by the proper check measuring authority.
3. In calculating the amount of each item dur to the contractor in this bill, sums of five pieces or less shall be
omitted and sums exceeding five pieces shall be recorded.
4. Payment made in case of sum exceeding Rs. 100/- should be attested by two witness and for smaller sum
by one witness payment made by cheque to recognised firms of institutions need not be so witnessed.
5. When the payee signs in the vernacullar the amount acknowledged should also noted in the some vernacullar
as well as in English.
6. In the case of other than well known firms all parties must sign if there by more the on contractor or the payee
must produce a power of atorney from the firm.
7. No contract certificate bearing no remarks should be accepted if any corrections are necessary the incorrect
figures should be neatly scored out and initialed by the officer concerned in the case of corrections made in the Engineers office the Head Accountant may be authorised no attest those due to clerical errors Etc. But the Engineer should affix his
initials coare osnin the rate column as well as those in the total or the bill and the pass order. This rule applies MUIATIS MUTANDIS to payments from miscellaneous grants.
8. In case in which the materials billed for are taken over charged an officer other than the officer sign in the
certificate from of the bill the names of the form should be noted in the remarks column of the bill necessary amendment being made at the same time of the excluding portion of the certificate relating to materials.

## MINI SSR 2024-25 (hidden)
MINI SSR 2024-25 OF BUILDING ITEMS
[5 empty] | Name | Code | Rate
| Code | Rate |  |  | Mason skilled | LAB-00011 | 710
Cement | MAT-00005 | 4218.8 |  |  | Mason Semi skilled | LAB-00091 | 640
Steel Fe 500 |  | 60000 |  |  | Mazdoor | LAB-00120 | 595
Steel Fe 415 |  | 59000 |  |  | Bar bender | LAB-00001 | 850
MS Flats |  | 61000
6mm Ms roads |  | 57000 |  |  | Painter skilled | LAB-00035 | 795
Sand for Mortar (screened) | MAT-00029 | 728 |  |  | Painter semi skilled | LAB-00093 | 640
Sand for Mortar (concrete) | MAT-00027 | 605 |  |  | Welder | LAB-00041 | 695
Sand for Filling | MAT-00028 | 460 | Loading | Unloading | Black smith | LAB-00002 | 670
Common burnt clay bricks | BMT-A.01 | 8480 | 77.58 | 77.58
40mm HBG metal SS5, M/C | MAT-00220 | 770 |  |  | Plumber skilled | LAB-00036 | 795
20mm HBG SS5 M/c chips | MAT-00218 | 1285 |  |  | Plumber semi skilled |  | 640
12 mm nominal size | MAT-00217 | 1024
10mm nominal size | MAT-00216 | 860 |  |  | Skilled Electrician | LAB-00005 | 790
6mm nominal size | MAT-00215 | 684 |  |  | Semi Skilled Electrician | LAB-00079 | 640
Rough stone | MAT-00302 | 315
Granite 16 to 18 mm | BMT-B.17 | 2152
Terrazo tiles | BMT-D.01 | 315
Vitrified tiles double | BMT-C.09 | 625
Ceramic tiles non skid | BMT.C.01 | 396.4
Glazed tiles for walls | BMT.C.21 | 330
Pressed type tiles | BMT-A.04 | 30000 |  |  | RSSR
Selected earth | MAT-00252 | 144 |  |  | Jungle |  | 6.06
Gravel | MAT-00177 | 165 |  |  | Earthwork |  | 144.26
Fly ash cement brick | BMT-A.03 | 30
Brick work scaffolding
Water for Rural | MAT- 00333 | 105 |  | Hire | Labour-GF | Labour-FF | Labour-SF
Concrete mixer | HIR-00018 | 708.08 |  | 10.78 | 84.62 | 121.18 | 157.72
needle Vibration 40 petrol | HIR-00040 HIR-00174 | 288.39 |  | Ceiling plastering
Binding wire | MAT-00003 | 64 |  | Hire | Labour-GF | Labour-FF | Labour-SF
Welding eletrodes | MAT-00082 | 17 |  | 2.57 | 16.94 | 24.04 | 31.13
Welding set | HIR-00065 HIR-00199 | 118.81 |  | plastering
Grills Fabrication of steel | BMM-V.14 | 35 |  | Hire | Labour-GF | Labour-FF | Labour-SF
Grills Labour charges | BMM-V.15 | 6 |  | 1.08 | 8.47 | 12.12 | 15.77
MS Tubes | BMT-F.04 | 87
Tube Fabrication of steel | BMM-V.16 | 31
Tube Labour charges | BMM-V.17 | 26
Stainless steel | BMT-F.06 | 462 |  | Wallputty | BMT-J.31 | 607
S.S.Steel Fabrication | BMM-V.18 | 169 |  | Cement Primer | BMT-J.01 | 175
Drilling hard rock | BMS-W.76 | 229 |  | Cement Primer | BMT-J.02 | 205
Rabbit wire mesh | BMT-F.28 | 23 |  | acrylic Emulsion paint | BMT-J.24 | 200
Water proof compound | BMT-H.88 | 86 |  | acrylic Emulsion paint | BMT-J.34 | 235
White cement | MAT-00478 | 27.95 |  | Wood primer | BMT-J.05 | 180
Full Rounding the edges | BMM-V.11 | 529 |  | Enamel paint | BMT-J.29 | 285
Rolling shutter | BMT-F.29 | 4481 |  | Poly-Urethene Polish | BMT-J.18 | 880
Hume pipe | ELEC-8.4.22 | 390 |  | Thinner for Polyurethane polish | BMT-J.13 | 260
CC cover | ELEC-8.4.24 | 250
|  | Hire | Labour
Footings |  | 301 | 672
Bed blocks |  | 67 | 363
Pedastal |  | 343 | 1069
Plinth beam |  | 1453 | 1620
|  |  | GF | FF | SF
Columns |  | 371 | 2415 | 2657 | 2898
Lintels |  | 1233 | 1720 | 1892 | 2064
Sunshade |  | 243 | 264 | 290 | 317
Beams |  | 2179 | 2027 | 2230 | 2432
Slab upto 150mm |  | 247 | 241 | 265 | 289
Slab upto 150 to 300mm |  | 254 | 248 | 273 | 298
European Water Closet of 1st quality | BMW-D.13 | 1979 |  |  | Water storage tank | BMW-G.01 | 8.5
Flushing Tank 10 Lit capacity | BMW-D.11 | 2468 |  |  | Tank labour | BMW-G.02 | 1
plastic seat and lid | BMW-D.16 | 850 |  |  | 15.90mm CPVC | BMW-I.220 | 157
Indian type WC | BMW-D.02 | 1036 |  |  | 22.20mm CPVC | BMW-I.221 | 184
Urinals | BMW-D.34 | 2644 |  |  | 28.60mm CPVC | BMW-I.222 | 222
Hand wash basin | BMW-D.26 | 1519 |  |  | 34.90mm CPVC | BMW-I.223 | 288
NP bib taps | BMW-E.07 | 387 |  |  | 25mm PVC | MAT-07665 | 25
PVC connections | BMW-I.48 | 95 |  |  | Labour for pvc | BMW-I.415 | 35
Waste pipe | BMW-G.05 | 24 |  |  | Gunmetal Gate | BMW-F.17 | 1165
Nahany trap | BMW-G.118 | 93 |  |  | 110mm bend | BMW-G.57 | 77
Nahany trap cover | BMW-I.12 | 32 |  |  | Clips | BMW-G.106 | 17
Floor Trap - UPVC/SWR Pipe | BMW-G.125 | 128
110mm dia pvc pipe | BMW-G.13 | 447
90mm dia pvc pipe | BMW-G.15 | 425
75mm dia pvc pipe | BMW-G.14 | 267
PVC Labour charges | BMW-G.152 | 84
Chromeum plated tap | BMW-I.140 | 1644
health faucet | BMW-I.141 | 4166
Drilling 0 to 90 | P.No.201 | 492.16
Drilling 90 to 150 | P.No.201 | 526.55
Drilling 150 to 250 | P.No.201 | 590.61
2.00HP single phase | ELEC-5.4.1 e | 29403
1.00HP single phase | ELEC-5.4.1 c | 20207
180mm dia PVC pipe | P.No.203 | 358.31
40mm HDPE pipe | MAT- 07334 | 80
25mm dia clamp set | MAT- 00260 | 185
180mm dia bore cap | P.No.203 | 330.75
32mm dia GI pipe | P.No.203 | 400
32mm dia GI Bends | BMW-F.09 | 77
2.5 sqm flat copper | ELEC-1.6.3 b | 109
Controle panel board | ELEC-5.4.15 | 5445
25mm dia 1,2,3 & 4 way deep Junction Box | ELEC-1.2.6 b | 28
25mm PVC bends | ELEC-1.2.8 b | 12
25mm dia 1.8mm thick PVC pipe | ELEC-1.2.2 b | 36
U' Links | ELEC-8.1.4 | 39
Grooves | BMM-V.51 | 74
|  | Box |  | Cover
12 Module box | ELEC-1.3.1 f | 245 | ELEC-1.8.3 f | 240
8 Module box | ELEC-1.3.1 e | 203 | ELEC-1.8.3 e | 197
6 Module box | ELEC-1.3.1 d | 155 | ELEC-1.8.3 d | 152
4 Module box | ELEC-1.3.1 c | 114 | ELEC-1.8.3 c | 101
18Module box |  | 400 |  | 392
16Module box |  | 359 |  | 341
2Module box | ELEC-1.3.1 a | 68 | ELEC-1.8.3 a | 76
Neon Indicator. | ELEC-1.7.1 e | 21 |  | battan holders | 1.7.1-N) | 21
exhaust fan | ELEC-5.1.12 | 1552 |  | 0.5W LED bulb | ELEC-3.7.5 a | 46
6A / 10A 1 Way flush type switch | 1.7.1 a | 18 |  | Supply of 23 / 0060 twin | ELEC-1.5.6 a | 1288
flush type socket 2 pin | 1.7.1 c | 21 |  | Stepped type fan regulator | ELEC-1.7.1 I | 208
flush type socket 3/2 pin | 1.7.1 d | 27 |  | Ceiling Fan | ELEC-5.1.4 | 2904
Supply of 14/0.3mm (1.0 Sqmm) | 1.5.1 | 1238 |  | 19/20mm steel tube down | ELEC-8.1.21 | 119
Ceiling rose | 1.7.1-M) | 22 |  | Fan hook | ELEC-8.1.20 | 42
Decolam sheet | MAT-02733 | 51 |  | Supply of 1200 mm length,Box type | ELEC-3.8.18 | 248
Module Modular Switch. | ELEC-1.8.1 h | 124 |  | SPN 4way D.B with IP-20 | ELEC-2.13.1a | 1105
16A 3 pin / 6A 3pin Plug socket with indicator lamp, fuse unit (5 in 1) | ELEC-1.8.1 g | 124 |  | 40A D.P.Isolator / ECCB / RCCB | ELEC-2.11.1 b | 432
Supply of 6A / 10A 1 Way Modular Switch | 1.8.1-A) | 72 |  | 10 kA - 6-32A range SP MCBs | ELEC-2.10.1 a | 228
Supply of 6A / 10A 3/2 Pin Modular Socke | 1.8.1-D) | 122 |  | 32 A 240V Porcelain Rewirable Fuse Units. | 2.7.1.a | 140
Supply of 3 Module box | 1.3.1-B) | 95 |  | Supply of 6.0 Sqmm PVC insulated flexible Copper cable. | 1.5.2.e | 6908
Supply of 3 Modular Cover Frame | 1.8.3 b | 80 |  | Peeta Board of Size 15" x 20" | 1.4.3.c | 246
Supply of 22/0.3mm (1.5 Sqmm) | 1.5.1-B) | 2046 |  | 40mm Nominal Bore Medium grade G.I.Pipe. | ELEC-8.4.17d | 455
Supply of 36/0.3mm (2.5 Sqmm) | 1.5.1-c | 3305 |  | 25mm x 6 mm G.I.Strip | (ELEC-8.3.6 | 94
Supply of 56/0.3mm (4.0 Sqmm) | 1.5.1-d | 5046 |  | No.8 G.I.Wire | (ELEC-8.3.6 | 94
6 Sq.mm WPSC Aluminium cable | ELEC-1.6.1 b | 1816 |  | Drilling of 16 Nos through holes of 12mm dia to G.I pipe. | ELEC-8.4.20 | 9
No.10 SWG G.I wire. | ELEC-8.3.6 | 94 |  | G.I Nuts, Bolts an Washers each set. | ELEC-8.4.21 | 15
PVC Cleats | ELEC-8.1.13 | 556 |  | 18" dia 2" thick hume pipe ring. | ELEC-8.4.22 | 390
|  |  |  | 2" thick CC cover for hume pipe ring with handle. | ELEC-8.4.24 | 250
|  |  |  | Hard Coke | ELEC-8.1.10 | 26
|  |  |  | Salt. | ELEC-8.1.11 | 20
|  |  |  | Earth Work Excavation | ELEC-8.4.19 | 348
|  |  |  | Earth Work Excavation | ELEC-8.4.19 | 348
|  |  |  | Street light | ELEC-3.8.23 d | 4543
Teak Wood Frames | BMT-E.01 | 86000 |  | 150mm Brass tower bolts | BMT-G.02 | 288
Teak Wood Shutters | BMT-E.04 | 173500 |  | 150mm Alluminium tower bolts | BMT-G.08 | 90
Sal wood Frames | BMT-E.15 | 53228 |  | 200mm Alluminium tower bolts | BMT-G.09 | 118
Sal Wood Shutters | BMT-E.16 | 78753 |  | Butt Hinges 125mm Brass | BMT-G.21 | 285
WPC shutter door | BMT-N.92 | 3512 |  | Butt Hinges 125mm Alluminiu | BMT-G.25 | 135
WPC Frame | BMT-N.83.C | 953 |  | 150mm Alluminium Door handle | BMT-G.34 | 127
|  |  |  | 300mm Brass Aldrop | BMT-G.37 | 1312
Door Labour (Teak wood) | BMM-V.25 | 2014 |  | 300mm Alluminium Aldrop | BMT-G.42 | 350
Door Labour (Sal wood) | BMM-V.38 | 1983 |  | Brass door stoppers | BMT-G.46 | 203
Door Labour (Flush) | BMM-V.42 | 1208 |  | Door stopper MS Powder coated | BMT-G.53 | 51
UPVC windows -3 Tier | BMT-P.80.B | 9000 |  | MS Z Hold fasts 300mm Long | BMS-W.69 | 41
UPVC windows -2 Tier | BMT-P.80.A | 6698 |  | Plain glass | BMT-I.01 | 484
UPVC windows -1 Tier | BMT-P.79 | 6456 |  | Cement Jolleys 50mm thick | BMS-W.17 | 403
|  |  |  | Door stopper Alluminum | BMT-G.57 | 66

## convey 24-25 (hidden)
Conveyance charges-2024-25
As per Machinery
Lead in KM | Earth/Sand/Gravel | Metal | Bricks 1000Nos | Stone
| Initial lead Rete | Initial lead Rete | Initial lead Rete | Add Loading & Unloading | Net Lead Charges
1 | 2 | 3 | 4 | 5 | 6
1 | 38 | 36.54 | 60.9 | 53.74
2 | 53.2 | 51.16 | 85.26 | 75.23
3 | 70.93 | 68.21 | 113.68 | 100.31
4 | 86.13 | 82.82 | 138.04 | 121.8
5 | 101.33 | 97.44 | 162.4 | 143.3
6 | 116.53 | 112.06 | 186.76 | 164.79
7 | 131.73 | 126.68 | 211.12 | 186.28
8 | 146.93 | 141.3 | 235.48 | 207.77
9 | 162.13 | 155.92 | 259.84 | 229.26
10 | 177.33 | 170.54 | 284.2 | 250.75
11 | 192.53 | 185.16 | 308.56 | 272.24
12 | 207.73 | 199.78 | 332.92 | 293.73
13 | 222.93 | 214.4 | 357.28 | 315.22
14 | 238.13 | 229.02 | 381.64 | 336.71
15 | 253.33 | 243.64 | 406 | 358.2
16 | 268.53 | 258.26 | 430.36 | 379.69
17 | 283.73 | 272.88 | 454.72 | 401.18
18 | 298.93 | 287.5 | 479.08 | 422.67
19 | 314.13 | 302.12 | 503.44 | 444.16
20 | 329.33 | 316.74 | 527.8 | 465.65
21 | 344.53 | 331.36 | 552.16 | 487.14
22 | 359.73 | 345.98 | 576.52 | 508.63
23 | 374.93 | 360.6 | 600.88 | 530.12
24 | 390.13 | 375.22 | 625.24 | 551.61
25 | 405.33 | 389.84 | 649.6 | 573.1
26 | 420.53 | 404.46 | 673.96 | 594.59
27 | 435.73 | 419.08 | 698.32 | 616.08
28 | 450.93 | 433.7 | 722.68 | 637.57
29 | 466.13 | 448.32 | 747.04 | 659.06
30 | 481.33 | 462.94 | 771.4 | 680.55
31 | 494 | 475.12 | 791.7 | 698.46
32 | 506.67 | 487.3 | 812 | 716.37
33 | 519.34 | 499.48 | 832.3 | 734.28
34 | 532.01 | 511.66 | 852.6 | 752.19
35 | 544.68 | 523.84 | 872.9 | 770.1
36 | 557.35 | 536.02 | 893.2 | 788.01
37 | 570.02 | 548.2 | 913.5 | 805.92
38 | 582.69 | 560.38 | 933.8 | 823.83
39 | 595.36 | 572.56 | 954.1 | 841.74
40 | 608.03 | 584.74 | 974.4 | 859.65
41 | 620.7 | 596.92 | 994.7 | 877.56
42 | 633.37 | 609.1 | 1015 | 895.47
43 | 646.04 | 621.28 | 1035.3 | 913.38
44 | 658.71 | 633.46 | 1055.6 | 931.29
45 | 671.38 | 645.64 | 1075.9 | 949.2
46 | 684.05 | 657.82 | 1096.2 | 967.11
47 | 696.72 | 670 | 1116.5 | 985.02
48 | 709.39 | 682.18 | 1136.8 | 1002.93
49 | 722.06 | 694.36 | 1157.1 | 1020.84
50 | 734.73 | 706.54 | 1177.4 | 1038.75
51 | 747.4 | 718.72 | 1197.7 | 1056.66
52 | 760.07 | 730.9 | 1218 | 1074.57
53 | 772.74 | 743.08 | 1238.3 | 1092.48
54 | 785.41 | 755.26 | 1258.6 | 1110.39
55 | 798.08 | 767.44 | 1278.9 | 1128.3
56 | 810.75 | 779.62 | 1299.2 | 1146.21
57 | 823.42 | 791.8 | 1319.5 | 1164.12
58 | 836.09 | 803.98 | 1339.8 | 1182.03
59 | 848.76 | 816.16 | 1360.1 | 1199.94
60 | 861.43 | 828.34 | 1380.4 | 1217.85
61 | 874.1 | 840.52 | 1400.7 | 1235.76
62 | 886.77 | 852.7 | 1421 | 1253.67
63 | 899.44 | 864.88 | 1441.3 | 1271.58
64 | 912.11 | 877.06 | 1461.6 | 1289.49
65 | 924.78 | 889.24 | 1481.9 | 1307.4
66 | 937.45 | 901.42 | 1502.2 | 1325.31
67 | 950.12 | 913.6 | 1522.5 | 1343.22
68 | 962.79 | 925.78 | 1542.8 | 1361.13
69 | 975.46 | 937.96 | 1563.1 | 1379.04
70 | 988.13 | 950.14 | 1583.4 | 1396.95
71 | 1000.8 | 962.32 | 1603.7 | 1414.86
72 | 1013.47 | 974.5 | 1624 | 1432.77
73 | 1026.14 | 986.68 | 1644.3 | 1450.68
74 | 1038.81 | 998.86 | 1664.6 | 1468.59
75 | 1051.48 | 1011.04 | 1684.9 | 1486.5
76 | 1064.15 | 1023.22 | 1705.2 | 1504.41
77 | 1076.82 | 1035.4 | 1725.5 | 1522.32
78 | 1089.49 | 1047.58 | 1745.8 | 1540.23
79 | 1102.16 | 1059.76 | 1766.1 | 1558.14
80 | 1114.83 | 1071.94 | 1786.4 | 1576.05
81 | 1127.5 | 1084.12 | 1806.7 | 1593.96
82 | 1140.17 | 1096.3 | 1827 | 1611.87
83 | 1152.84 | 1108.48 | 1847.3 | 1629.78
84 | 1165.51 | 1120.66 | 1867.6 | 1647.69
85 | 1178.18 | 1132.84 | 1887.9 | 1665.6
86 | 1190.85 | 1145.02 | 1908.2 | 1683.51
87 | 1203.52 | 1157.2 | 1928.5 | 1701.42
88 | 1216.19 | 1169.38 | 1948.8 | 1719.33
89 | 1228.86 | 1181.56 | 1969.1 | 1737.24
90 | 1241.53 | 1193.74 | 1989.4 | 1755.15
91 | 1254.2 | 1205.92 | 2009.7 | 1773.06
92 | 1266.87 | 1218.1 | 2030 | 1790.97
93 | 1279.54 | 1230.28 | 2050.3 | 1808.88
94 | 1292.21 | 1242.46 | 2070.6 | 1826.79
95 | 1304.88 | 1254.64 | 2090.9 | 1844.7
96 | 1317.55 | 1266.82 | 2111.2 | 1862.61
97 | 1330.22 | 1279 | 2131.5 | 1880.52
98 | 1342.89 | 1291.18 | 2151.8 | 1898.43
99 | 1355.56 | 1303.36 | 2172.1 | 1916.34
100 | 1368.23 | 1315.54 | 2192.4 | 1934.25
101 | 1380.9 | 1327.72 | 2212.7 | 1952.16
102 | 1393.57 | 1339.9 | 2233 | 1970.07
103 | 1406.24 | 1352.08 | 2253.3 | 1987.98
104 | 1418.91 | 1364.26 | 2273.6 | 2005.89
105 | 1431.58 | 1376.44 | 2293.9 | 2023.8
106 | 1444.25 | 1388.62 | 2314.2 | 2041.71
107 | 1456.92 | 1400.8 | 2334.5 | 2059.62
108 | 1469.59 | 1412.98 | 2354.8 | 2077.53
109 | 1482.26 | 1425.16 | 2375.1 | 2095.44
110 | 1494.93 | 1437.34 | 2395.4 | 2113.35
111 | 1507.6 | 1449.52 | 2415.7 | 2131.26
112 | 1520.27 | 1461.7 | 2436 | 2149.17
113 | 1532.94 | 1473.88 | 2456.3 | 2167.08
114 | 1545.61 | 1486.06 | 2476.6 | 2184.99
115 | 1558.28 | 1498.24 | 2496.9 | 2202.9
116 | 1570.95 | 1510.42 | 2517.2 | 2220.81
117 | 1583.62 | 1522.6 | 2537.5 | 2238.72
118 | 1596.29 | 1534.78 | 2557.8 | 2256.63
119 | 1608.96 | 1546.96 | 2578.1 | 2274.54
120 | 1621.63 | 1559.14 | 2598.4 | 2292.45
121 | 1634.3 | 1571.32 | 2618.7 | 2310.36
122 | 1646.97 | 1583.5 | 2639 | 2328.27
123 | 1659.64 | 1595.68 | 2659.3 | 2346.18
124 | 1672.31 | 1607.86 | 2679.6 | 2364.09
125 | 1684.98 | 1620.04 | 2699.9 | 2382
126 | 1697.65 | 1632.22 | 2720.2 | 2399.91
127 | 1710.32 | 1644.4 | 2740.5 | 2417.82
128 | 1722.99 | 1656.58 | 2760.8 | 2435.73
129 | 1735.66 | 1668.76 | 2781.1 | 2453.64
130 | 1748.33 | 1680.94 | 2801.4 | 2471.55
131 | 1761 | 1693.12 | 2821.7 | 2489.46
132 | 1773.67 | 1705.3 | 2842 | 2507.37
133 | 1786.34 | 1717.48 | 2862.3 | 2525.28
134 | 1799.01 | 1729.66 | 2882.6 | 2543.19
135 | 1811.68 | 1741.84 | 2902.9 | 2561.1
136 | 1824.35 | 1754.02 | 2923.2 | 2579.01
137 | 1837.02 | 1766.2 | 2943.5 | 2596.92
138 | 1849.69 | 1778.38 | 2963.8 | 2614.83
139 | 1862.36 | 1790.56 | 2984.1 | 2632.74
140 | 1875.03 | 1802.74 | 3004.4 | 2650.65
141 | 1887.7 | 1814.92 | 3024.7 | 2668.56
142 | 1900.37 | 1827.1 | 3045 | 2686.47
143 | 1913.04 | 1839.28 | 3065.3 | 2704.38
144 | 1925.71 | 1851.46 | 3085.6 | 2722.29
145 | 1938.38 | 1863.64 | 3105.9 | 2740.2
146 | 1951.05 | 1875.82 | 3126.2 | 2758.11
147 | 1963.72 | 1888 | 3146.5 | 2776.02
148 | 1976.39 | 1900.18 | 3166.8 | 2793.93
149 | 1989.06 | 1912.36 | 3187.1 | 2811.84
150 | 2001.73 | 1924.54 | 3207.4 | 2829.75
151 | 2014.4 | 1936.72 | 3227.7 | 2847.66
152 | 2027.07 | 1948.9 | 3248 | 2865.57
153 | 2039.74 | 1961.08 | 3268.3 | 2883.48
154 | 2052.41 | 1973.26 | 3288.6 | 2901.39
155 | 2065.08 | 1985.44 | 3308.9 | 2919.3
156 | 2077.75 | 1997.62 | 3329.2 | 2937.21
157 | 2090.42 | 2009.8 | 3349.5 | 2955.12
158 | 2103.09 | 2021.98 | 3369.8 | 2973.03
159 | 2115.76 | 2034.16 | 3390.1 | 2990.94
160 | 2128.43 | 2046.34 | 3410.4 | 3008.85
161 | 2141.1 | 2058.52 | 3430.7 | 3026.76
162 | 2153.77 | 2070.7 | 3451 | 3044.67
163 | 2166.44 | 2082.88 | 3471.3 | 3062.58
164 | 2179.11 | 2095.06 | 3491.6 | 3080.49
165 | 2191.78 | 2107.24 | 3511.9 | 3098.4
166 | 2204.45 | 2119.42 | 3532.2 | 3116.31
167 | 2217.12 | 2131.6 | 3552.5 | 3134.22
168 | 2229.79 | 2143.78 | 3572.8 | 3152.13
169 | 2242.46 | 2155.96 | 3593.1 | 3170.04
170 | 2255.13 | 2168.14 | 3613.4 | 3187.95
171 | 2267.8 | 2180.32 | 3633.7 | 3205.86
172 | 2280.47 | 2192.5 | 3654 | 3223.77
173 | 2293.14 | 2204.68 | 3674.3 | 3241.68
174 | 2305.81 | 2216.86 | 3694.6 | 3259.59
175 | 2318.48 | 2229.04 | 3714.9 | 3277.5
176 | 2331.15 | 2241.22 | 3735.2 | 3295.41
177 | 2343.82 | 2253.4 | 3755.5 | 3313.32
178 | 2356.49 | 2265.58 | 3775.8 | 3331.23
179 | 2369.16 | 2277.76 | 3796.1 | 3349.14
180 | 2381.83 | 2289.94 | 3816.4 | 3367.05
181 | 2394.5 | 2302.12 | 3836.7 | 3384.96
182 | 2407.17 | 2314.3 | 3857 | 3402.87
183 | 2419.84 | 2326.48 | 3877.3 | 3420.78
184 | 2432.51 | 2338.66 | 3897.6 | 3438.69
185 | 2445.18 | 2350.84 | 3917.9 | 3456.6
186 | 2457.85 | 2363.02 | 3938.2 | 3474.51
187 | 2470.52 | 2375.2 | 3958.5 | 3492.42
188 | 2483.19 | 2387.38 | 3978.8 | 3510.33
189 | 2495.86 | 2399.56 | 3999.1 | 3528.24
190 | 2508.53 | 2411.74 | 4019.4 | 3546.15
191 | 2521.2 | 2423.92 | 4039.7 | 3564.06
192 | 2533.87 | 2436.1 | 4060 | 3581.97
193 | 2546.54 | 2448.28 | 4080.3 | 3599.88
194 | 2559.21 | 2460.46 | 4100.6 | 3617.79
195 | 2571.88 | 2472.64 | 4120.9 | 3635.7
196 | 2584.55 | 2484.82 | 4141.2 | 3653.61
197 | 2597.22 | 2497 | 4161.5 | 3671.52
198 | 2609.89 | 2509.18 | 4181.8 | 3689.43
199 | 2622.56 | 2521.36 | 4202.1 | 3707.34
200 | 2635.23 | 2533.54 | 4222.4 | 3725.25
201 | 2647.9 | 2545.72 | 4242.7 | 3743.16
202 | 2660.57 | 2557.9 | 4263 | 3761.07
203 | 2673.24 | 2570.08 | 4283.3 | 3778.98
204 | 2685.91 | 2582.26 | 4303.6 | 3796.89
205 | 2698.58 | 2594.44 | 4323.9 | 3814.8
206 | 2711.25 | 2606.62 | 4344.2 | 3832.71
207 | 2723.92 | 2618.8 | 4364.5 | 3850.62
208 | 2736.59 | 2630.98 | 4384.8 | 3868.53
209 | 2749.26 | 2643.16 | 4405.1 | 3886.44
210 | 2761.93 | 2655.34 | 4425.4 | 3904.35
211 | 2774.6 | 2667.52 | 4445.7 | 3922.26
212 | 2787.27 | 2679.7 | 4466 | 3940.17
213 | 2799.94 | 2691.88 | 4486.3 | 3958.08
214 | 2812.61 | 2704.06 | 4506.6 | 3975.99
215 | 2825.28 | 2716.24 | 4526.9 | 3993.9
216 | 2837.95 | 2728.42 | 4547.2 | 4011.81
217 | 2850.62 | 2740.6 | 4567.5 | 4029.72
218 | 2863.29 | 2752.78 | 4587.8 | 4047.63
219 | 2875.96 | 2764.96 | 4608.1 | 4065.54
220 | 2888.63 | 2777.14 | 4628.4 | 4083.45
221 | 2901.3 | 2789.32 | 4648.7 | 4101.36
222 | 2913.97 | 2801.5 | 4669 | 4119.27
223 | 2926.64 | 2813.68 | 4689.3 | 4137.18
224 | 2939.31 | 2825.86 | 4709.6 | 4155.09
225 | 2951.98 | 2838.04 | 4729.9 | 4173
226 | 2964.65 | 2850.22 | 4750.2 | 4190.91
227 | 2977.32 | 2862.4 | 4770.5 | 4208.82
228 | 2989.99 | 2874.58 | 4790.8 | 4226.73
229 | 3002.66 | 2886.76 | 4811.1 | 4244.64
230 | 3015.33 | 2898.94 | 4831.4 | 4262.55
231 | 3028 | 2911.12 | 4851.7 | 4280.46
232 | 3040.67 | 2923.3 | 4872 | 4298.37
233 | 3053.34 | 2935.48 | 4892.3 | 4316.28
234 | 3066.01 | 2947.66 | 4912.6 | 4334.19
235 | 3078.68 | 2959.84 | 4932.9 | 4352.1
236 | 3091.35 | 2972.02 | 4953.2 | 4370.01
237 | 3104.02 | 2984.2 | 4973.5 | 4387.92
238 | 3116.69 | 2996.38 | 4993.8 | 4405.83
239 | 3129.36 | 3008.56 | 5014.1 | 4423.74
240 | 3142.03 | 3020.74 | 5034.4 | 4441.65
241 | 3154.7 | 3032.92 | 5054.7 | 4459.56
242 | 3167.37 | 3045.1 | 5075 | 4477.47
243 | 3180.04 | 3057.28 | 5095.3 | 4495.38
244 | 3192.71 | 3069.46 | 5115.6 | 4513.29
245 | 3205.38 | 3081.64 | 5135.9 | 4531.2
246 | 3218.05 | 3093.82 | 5156.2 | 4549.11
247 | 3230.72 | 3106 | 5176.5 | 4567.02
248 | 3243.39 | 3118.18 | 5196.8 | 4584.93
249 | 3256.06 | 3130.36 | 5217.1 | 4602.84
250 | 3268.73 | 3142.54 | 5237.4 | 4620.75
251 | 3281.4 | 3154.72 | 5257.7 | 4638.66
252 | 3294.07 | 3166.9 | 5278 | 4656.57
253 | 3306.74 | 3179.08 | 5298.3 | 4674.48
254 | 3319.41 | 3191.26 | 5318.6 | 4692.39
255 | 3332.08 | 3203.44 | 5338.9 | 4710.3
256 | 3344.75 | 3215.62 | 5359.2 | 4728.21
257 | 3357.42 | 3227.8 | 5379.5 | 4746.12
258 | 3370.09 | 3239.98 | 5399.8 | 4764.03
259 | 3382.76 | 3252.16 | 5420.1 | 4781.94
260 | 3395.43 | 3264.34 | 5440.4 | 4799.85
261 | 3408.1 | 3276.52 | 5460.7 | 4817.76
262 | 3420.77 | 3288.7 | 5481 | 4835.67
263 | 3433.44 | 3300.88 | 5501.3 | 4853.58
264 | 3446.11 | 3313.06 | 5521.6 | 4871.49
265 | 3458.78 | 3325.24 | 5541.9 | 4889.4
266 | 3471.45 | 3337.42 | 5562.2 | 4907.31
267 | 3484.12 | 3349.6 | 5582.5 | 4925.22
268 | 3496.79 | 3361.78 | 5602.8 | 4943.13
269 | 3509.46 | 3373.96 | 5623.1 | 4961.04
270 | 3522.13 | 3386.14 | 5643.4 | 4978.95
271 | 3534.8 | 3398.32 | 5663.7 | 4996.86
272 | 3547.47 | 3410.5 | 5684 | 5014.77
273 | 3560.14 | 3422.68 | 5704.3 | 5032.68
274 | 3572.81 | 3434.86 | 5724.6 | 5050.59
275 | 3585.48 | 3447.04 | 5744.9 | 5068.5
276 | 3598.15 | 3459.22 | 5765.2 | 5086.41
277 | 3610.82 | 3471.4 | 5785.5 | 5104.32
278 | 3623.49 | 3483.58 | 5805.8 | 5122.23
279 | 3636.16 | 3495.76 | 5826.1 | 5140.14
280 | 3648.83 | 3507.94 | 5846.4 | 5158.05
281 | 3661.5 | 3520.12 | 5866.7 | 5175.96
282 | 3674.17 | 3532.3 | 5887 | 5193.87
283 | 3686.84 | 3544.48 | 5907.3 | 5211.78
284 | 3699.51 | 3556.66 | 5927.6 | 5229.69
285 | 3712.18 | 3568.84 | 5947.9 | 5247.6
286 | 3724.85 | 3581.02 | 5968.2 | 5265.51
287 | 3737.52 | 3593.2 | 5988.5 | 5283.42
288 | 3750.19 | 3605.38 | 6008.8 | 5301.33
289 | 3762.86 | 3617.56 | 6029.1 | 5319.24
290 | 3775.53 | 3629.74 | 6049.4 | 5337.15
291 | 3788.2 | 3641.92 | 6069.7 | 5355.06
292 | 3800.87 | 3654.1 | 6090 | 5372.97
293 | 3813.54 | 3666.28 | 6110.3 | 5390.88
294 | 3826.21 | 3678.46 | 6130.6 | 5408.79
295 | 3838.88 | 3690.64 | 6150.9 | 5426.7
296 | 3851.55 | 3702.82 | 6171.2 | 5444.61
297 | 3864.22 | 3715 | 6191.5 | 5462.52
298 | 3876.89 | 3727.18 | 6211.8 | 5480.43
299 | 3889.56 | 3739.36 | 6232.1 | 5498.34
300 | 3902.23 | 3751.54 | 6252.4 | 5516.25

## CS (hidden)
COMPARATIVE STATEMENT
Name of the Work: Completion of incomplete Anganwadi building in Paletipalli village of P.C.Palli Mandal.
[9 empty] | Est Rs. | 15.00 Lakhs
S.No | Description of the work | As per detailed estimate |  |  |  | As per working estimate |  |  |  | Difference |  | Remarks
|  | Quantity |  | Rate | Amount | Quantity |  | Rate | Amount | Excess | Less
1 | 2 | 3 |  | 4 | 5 | 6 |  | 7 | 8 | 9 | 10 | 11
| Construction of Ground floor | [8 empty] | 0 | 0 | - | 0
1 | Clearing light jungle |  | Sqm | 6.06 | 0 | 0 | Sqm | 6.06 | 0 | 0 | 0 | - | 0 |  | 157 | -157 | 23.72 | -23.72
2 | Earthwork excavation for foundation |  | Cum | 144.26 | 0 | 0 | Cum | 246.07 | 0 | 0 | 0 | - | -101.81 |  | 12298 | -12298 | 98.86 | -98.86
3 | PCC (1:4:8) for bed concrete |  | Cum | 4509.22 | 0 | 5.45 | Cum | 5252.57 | 28627 | 28627 | 0 | - | -743.35 |  | 100538 | -71911 | 26.91 | -21.46
4 | PCC (1:5:10) for bed concrete |  | Cum | 4389.99 | 0 | 0 | Cum | 4486.44 | 0 | 0 | 0 | - | -96.45 |  | 0 | 0 | 0 | 0
5 | Filling basement with Selected earth |  | Cum | 357.6 | 0 | 0 | Cum | 440.28 | 0 | 0 | 0 | - | -82.68 |  | 0 | 0 | 0 | 0
5 | Filling basement with Gravel |  |  |  |  | 0 | Cum | 461.28 | 0 | 0 | 0 | - | -461.28 |  | 0 | 0 | 0 | 0
6 | Filling basement with Sand filling |  | Cum | 710.6 | 0 | 1.53 | Cum | 150.05 | 230 | 230 | 0 | - | 560.55 |  | 65659 | -65429 | 52.81 | -51.28
7 | Refilling with excavated soil |  | Cum | 265.36 | 0 | 0 | Cum | 365.84 | 0 | 0 | 0 | - | -100.48 |  | 17066 | -17066 | 74.97 | -74.97
8 | VRCC M30 design mix Concrete for column footings |  | Cum | 7679.35 | 0 | 0 | Cum | 9863.95 | 0 | 0 | 0 | - | -2184.6 |  | 74617 | -74617 | 11.19 | -11.19
9 | VRCC M30 design mix Concrete for Pedastal |  | Cum | 8118.35 | 0 | 0 | Cum | 10362.72 | 0 | 0 | 0 | - | -2244.37 |  | 9701 | -9701 | 1.37 | -1.37
10 | VRCC M30 design mix Concrete for Columns |  | Cum | 9998.74 | 0 | 0 | Cum | 12622.12 | 0 | 0 | 0 | - | -2623.38 |  | 44466 | -44466 | 5.05 | -5.05
11 | VRCC M30 design mix Concrete for Plinth beam |  | Cum | 9779.35 | 0 | 0 | Cum | 12249.87 | 0 | 0 | 0 | - | -2470.52 |  | 53866 | -53866 | 6.22 | -6.22
12 | VRCC M30 design mix Concrete for Beams |  | Cum | 9629.25 | 0 | 3.35 | Cum | 11812.98 | 39573 | 39573 | 0 | - | -2183.73 | #REF! | 72944 | -33371 | 8.44 | -5.09
13 | VRCC M30 design mix Concrete for Slab 125mm |  | Sqm | 1165.91 | 0 | 69.19 | Sqm | 1433.73 | 99200 | 99200 | 0 | - | -267.82 |  | 121079 | -21879 | 117.23 | -48.04
14 | VRCC M30 design mix Concrete for Slab 150mm |  | Sqm | 1301.49 | 0 | 0 | Sqm | 1416.71 | 0 | 0 | 0 | - | -115.22 |  | 9665 | -9665 | 8.41 | -8.41
14 | VRCC M30 design mix Concrete for Slab 175mm | [7 empty] | 0 | 0 | 0 | - | 0 |  | 0 | 0 |  | 0
14 | VRCC M30 design mix Concrete for Slab 100mm |  |  |  |  | 0 | Sqm | 1107.14 | 0 | 0 | 0 | - | -1107.14 |  | 0 | 0 |  | 0
13 | VRCC M30 design mix Concrete for Slab 50mm |  |  |  |  | 0 | Sqm | 624.56 | 0 | 0 | 0 | - | -624.56 |  | 0 | 0 |  | 0
15 | VRCC M30 design mix Concrete for Slab 25mm |  |  |  |  | 0 | Sqm | 450.89 | 0 | 0 | 0 | - | -450.89 |  | 0 | 0 |  | 0
15 | VRCC M30 design mix Concrete for Lintels |  | Cum | 10165.74 | 0 | 0.6 | Cum | 12811.85 | 7687 | 7687 | 0 | - | -2646.11 |  | 6104 | 1583 | 0.68 | -0.08
16 | VRCC M30 design mix Concrete for Sunshades |  | Rm | 710.37 | 0 | 9.6 | Rm | 839.82 | 8062 | 8062 | 0 | - | -129.45 |  | 5900 | 2162 | 9 | 0.6
17 | impervious coat over roof slab-12mm |  |  |  |  | 69.19 | Sqm | 376.15 | 26026 | 26026 | 0 | - | -376.15 |  | 43353 | -17327 | 117.23 | -48.04
16 | impervious coat over roof slab-20mm |  |  |  |  | 0 | Sqm | 428.88 | 0 | 0 | 0 | - | -428.88 |  | 43353 | -43353 | 117.23 | -117.23
13 | PCC M30 for Steps |  |  |  |  | 0 | Cum | 6819.9 | 0 | 0 | 0 | - | -6819.9 |  | 0 | 0 | 0 | 0
17 | RR Masonary in CM (1:6) for basement |  | Cum | 3707.43 | 0 | 0 | Cum | 4055.51 | 0 | 0 | 0 | - | -348.08 |  | 109300 | -109300 | 21.22 | -21.22
18 | Brick masonery in CM (1:8) for basement |  | Cum | 6171.46 | 0 | 19.08 | Cum | 8224.67 | 156927 | 156927 | 0 | - | -2053.21 |  | 109300 | 47627 | 21.22 | -2.14
19 | Brick masonery in CM (1:6) for superstructure | [7 empty] | 0 | 0 | 0 | - | 0 |  | 99325 | -99325 | 17.78 | -17.78
19 | Brick masonery in CM (1:6) for superstructure |  | Cum | 6215.62 | 0 | 0 | Cum | 8282.18 | 0 | 0 | 0 | - | -2066.56 |  | 99325 | -99325 | 17.78 | -17.78
20 | Reinforced Brick Masonry for partition walls (11.5 cm thick) i |  | Sqm | 793.65 | 0 | 0 | Sqm | 926.11 | 0 | 0 | 0 | - | -132.46 |  | 36813 | -36813 | 52.63 | -52.63
21 | Fly ash cement bricks |  |  |  |  | 0 | Sqm | 6487.56 | 0 | 0 | 0 | - | -6487.56
23 | RCM drop wall |  |  |  |  | 0 | Sqm | 2479.09 | 0 | 0 | 0 | - | -2479.09
21 | Ornamental Plastering 12mm thick to ceiling |  | Sqm | 308.82 | 0 | 79.63 | Sqm | 378.77 | 30161 | 30161 | 0 | - | -69.95 |  | 30479 | -318 | 118.44 | -38.81
22 | Plastering 12mm thick inside in single coats |  |  |  |  | 0 | Sqm | 311.27 | 0 | 0 | 0 | - | -311.27 |  | 0 | 0 | 0 | 0
23 | Plastering 20mm thick single coat |  |  |  |  | 0 | Sqm | 325.66 | 0 | 0 | 0 | - | -325.66 |  | 0 | 0 | 0 | 0
24 | Plastering 12mm thick double coat |  | Sqm | 374.07 | 0 | 100.18 | Sqm | 473.87 | 47472 | 47472 | 0 | - | -99.8 |  | 57741 | -10269 | 242.59 | -142.41
25 | Plastering 20mm thick double coat |  | Sqm | 395.47 | 0 | 119.98 | Sqm | 485.1 | 58202 | 58202 | 0 | - | -89.63 |  | 29292 | 28910 | 116.91 | 3.07
26 | Flooring with vitrified tiles |  | Sqm | 1023.97 | 0 | 50.23 | Sqm | 1238.02 | 62186 | 62186 | 0 | - | -214.05 |  | 94056 | -31870 | 96.46 | -46.23
27 | Providing skirting to vitrified tiles |  | Sqm | 1016.56 | 0 | 5.25 | Sqm | 1233.15 | 6474 | 6474 | 0 | - | -216.59 |  | 7479 | -1005 | 7.63 | -2.38
24 | Flooring with Granite stones |  |  |  |  | 0 | sqm | 3203.54 | 0 | 0 | 0 | - | -3203.54 |  | 47579 | -47579 | 17.35 | -17.35
25 | skirting to internal walls with Granite stones |  |  |  |  | 0 | Sqm | 2970.99 | 0 | 0 | 0 | - | -2970.99 |  | 17444 | -17444 | 6.76 | -6.76
42 | Flooring with Terrazo tiles |  |  |  |  | 0 | Sqm | 748.41 | 0 | 0 | 0 | - | -748.41 |  | 5003 | -5003 | 13.88 | -13.88
43 | skirting to internal walls with Terrazo tiles |  |  |  |  | 0 | Sqm | 772.27 | 0 | 0 | 0 | - | -772.27 |  | 0 | 0 | 0 | 0
28 | Flooring with Ceramic non skid tiles |  | Sqm | 767.37 | 0 | 0 | Sqm | 849.02 | 0 | 0 | 0 | - | -81.65 |  | 0 | 0 | 0 | 0
22 | Dadoing with Glazed tiles |  |  |  |  | 0 | Sqm | 499.42 | 0 | 0 | 0 | - | -499.42 |  | 0 | 0 | 0 | 0
29 | Pressed floor tiles |  |  |  |  | 0 | Sqm | 1381.57 | 0 | 0 | 0 | - | -1381.57
28 | Flooring with vitrified tiles |  |  |  |  | 0 | Sqm | 0 | 0 | 0 | 0 | - | 0
30 | Providing skirting to internal walls to 15 cm height | [8 empty] | 0 | 0 | - | 0
27 | Granolithic Concrete Flooring |  |  |  | 0 |  |  |  |  | 0 | 0 | - | 0 |  |  | 0 |  | 0
30 | White washing one coat with whiting |  |  |  |  | 0 | Sqm | 26.75 | 0 | 0 | 0 | - | -26.75 |  | 9497 | -9497 | 477.94 | -477.94
28 | Providing and applying Wall putty |  |  |  |  | 0 | Sqm | 188.29 | 0 | 0 | 0 | - | -188.29 |  | 53458 | -53458 | 361.03 | -361.03
29 | Painting with Emulsion paint for inernal walls GF |  | Sqm | 134.84 | 0 | 178.11 | Sqm | 186.63 | 33241 | 33241 | 0 | - | -51.79 |  | 45249 | -12008 | 322.31 | -144.2
30 | Painting with Emulsion paint for external walls GF |  | Sqm | 186.14 | 0 | 148.2 | Sqm | 255.64 | 37886 | 37886 | 0 | - | -69.5 |  | 21122 | 16764 | 116.91 | 31.29
31 | Supply & applying Poly-Urethane Water Proof Polish |  | Sqm | 897.27 | 0 | 0 | Sqm | 1090.98 | 0 | 0 | 0 | - | -193.71 |  | 6572 | -6572 | 38.09 | -38.09
31 | Cost, Supply and Fixing of rolling shutter to Godown |  |  |  | 0 | 0 | Sqm | 4481 | 0 | 0 | 0 | - | -4481 |  | 17909 | -17909 | 5.6 | -5.6
32 | Painting New Wood / iron work with Two coats of ready mixed Synthatic Enamil paint |  | Sqm | 185.4 | 0 | 0 | Sqm | 162.18 | 0 | 0 | 0 | - | 23.22 |  | 6572 | -6572 | 38.09 | -38.09
33 | Painting New Wood / iron work with Two coats of ready mixed Synthatic Enamil paint |  |  |  | 0 |  |  |  |  | 0 | 0 | - | 0
38 | [9 empty] | 0 | 0 | - | 0
32 | 1200mm dia 2" thick Precasted rcc hume rings |  |  |  |  | 0 | No | 1040 | 0 | 0 | 0 | - | -1040 |  | 130 | -130 | 1 | -1
32 | 900mm dia 2" thick Precasted rcc hume rings |  |  |  |  | 0 | No | 780 | 0 | 0 | 0 | - | -780 |  | 130 | -130 | 1 | -1
50 | Precasted hume ring slab |  |  |  |  | 0 | No | 250 | 0 | 0 | 0 | - | -250 |  | 5333 | -5333 | 8 | -8
33 | Cost of steel |  | MT | 68459 | 0 | 1 | MT | 86045.18 | 86045 | 86045 | 0 | - | -17586.18 |  | 349556 | -263511 | 5.62 | -4.62
35 |  |  |  |  | 0 |  |  |  |  | 0 | 0 | - | 0 |  |  | 0 |  | 0
| Construction of First Floor | [7 empty] | 0 | 0 | 0 | - | 0 |  | 0 | 0 |  | 0
34 | VRCC M30 design mix Concrete for Columns |  | Cum | 10755.28 | 0 | 0 | Cum | 13542.28 | 0 | 0 | 0 | - | -2787 |  | 32680 | -32680 | 3.45 | -3.45
35 | VRCC M30 design mix Concrete for Beams |  | Cum | 10188.65 | 0 | 0 | Cum | 12481.06 | 0 | 0 | 0 | - | -2292.41 |  | 67160 | -67160 | 7.35 | -7.35
36 | VRCC M30 design mix Concrete for Slab 125mm |  | Sqm | 1349.81 | 0 | 0 | Sqm | 1675.19 | 0 | 0 | 0 | - | -325.38 |  | 139597 | -139597 | 117.23 | -117.23
26 | VRCC M30 design mix Concrete for Slab 100mm |  |  |  |  | 0 | Sqm | 1319.66 | 0 | 0 | 0 | - | -1319.66 |  | 0 | 0 |  | 0
39 | VRCC M30 design mix Concrete for Slab 150mm |  |  |  | 0 | 0 | Sqm | 1468.99 | 0 | 0 | 0 | - | -1468.99 |  | 23110 | -23110 | 13.67 | -13.67
58 | VRCC M30 design mix Concrete for Slab 50mm |  |  |  |  | 0 | Sqm | 837.33 | 0 | 0 | 0 | - | -837.33 |  | 0 | 0 |  | 0
58 | VRCC M30 design mix Concrete for Slab 25mm |  |  |  |  | 0 | Sqm | 663.66 | 0 | 0 | 0 | - | -663.66 |  | 0 | 0 |  | 0
37 | VRCC M30 design mix Concrete for Lintels |  | Cum | 10775.78 | 0 | 0 | Cum | 13565.57 | 0 | 0 | 0 | - | -2789.79 |  | 12749 | -12749 | 1.34 | -1.34
38 | VRCC M30 design mix Concrete for Sunshades |  | Rm | 898.77 | 0 | 0 | Rm | 1086.39 | 0 | 0 | 0 | - | -187.62 |  | 10248 | -10248 | 12.5 | -12.5
1 | impervious coat over roof slab-12mm |  |  |  | 0 | 0 | Sqm | 406.34 | 0 | 0 | 0 | - | -406.34 |  | 43353 | -43353 | 117.23 | -117.23
61 | impervious coat over roof slab-20mm |  |  |  |  | 0 | Sqm | 465.44 | 0 | 0 | 0 | - | -465.44 |  | 43353 | -43353 | 117.23 | -117.23
43 | Brick masonery in CM (1:6) for superstructure |  |  |  | 0 | 0 | Cum | 8710.6 | 0 | 0 | 0 | - | -8710.6 |  | 98200 | -98200 | 16.68 | -16.68
40 | Brick masonery in CM (1:8) for basement |  | Cum | 6519.25 | 0 | 0 | Cum | 8653.09 | 0 | 0 | 0 | - | -2133.84 |  | 0 | 0 |  | 0
44 | Reinforced Brick Masonry for partition walls (11.5 cm thick) i |  |  |  | 0 | 0 | Sqm | 992.92 | 0 | 0 | 0 | - | -992.92 |  | 70796 | -70796 | 93.95 | -93.95
22 | Fly ash cement bricks |  |  |  |  | 0 | Sqm | 7262.62 | 0 | 0 | 0 | - | -7262.62
23 | RCM drop wall |  |  |  |  | 0 | Sqm | 2600.25 | 0 | 0 | 0 | - | -2600.25
41 | Ornamental Plastering 12mm thick to ceiling |  | Sqm | 340.19 | 0 | 0 | Sqm | 419.76 | 0 | 0 | 0 | - | -79.57 |  | 40647 | -40647 | 142.76 | -142.76
42 | Plastering 12mm thick inside in single coats |  |  |  |  | 0 | Sqm | 342.71 | 0 | 0 | 0 | - | -342.71 |  | 0 | 0 |  | 0
43 | Plastering 20mm thick inside in single coats |  |  |  |  | 0 | Sqm | 357.1 | 0 | 0 | 0 | - | -357.1 |  | 0 | 0 |  | 0
2 | Plastering 12mm thick double coat | 150.41 | Sqm | 435.97 | 65574 | 0 | Sqm | 521.53 | 0 | 0 | 65574 | - | -85.56 |  | 73418 | -73418 | 281.21 | -281.21
45 | Plastering 20mm thick double coat |  | Sqm | 430.85 | 0 | 0 | Sqm | 532.75 | 0 | 0 | 0 | - | -101.9 |  | 43157 | -43157 | 157.73 | -157.73
13 | PCC M30 for Steps |  |  |  |  | 0 | Cum | 6970.28 | 0 | 0 | 0 | - | -6970.28 |  | 0 | 0 | 0 | 0
3 | Flooring with vitrified tiles | 42.19 | Sqm | 1087.6 | 45886 | 0 | Sqm | 1284.36 | 0 | 0 | 45886 | - | -196.76 |  | 105936 | -105936 | 105.51 | -105.51
4 | Providing skirting to internal walls to 15 cm height | 4.51 | Sqm | 1080.4 | 4873 | 0 | Sqm | 1279.49 | 0 | 0 | 4873 | - | -199.09 |  | 9527 | -9527 | 9.44 | -9.44
50 | Flooring with Granite stones |  |  |  |  | 0 | sqm | 3278.84 | 0 | 0 | 0 | - | -3278.84 |  | 33993 | -33993 | 12.16 | -12.16
51 | Skirting with Granite stones |  |  |  |  | 0 | Sqm | 3022.02 | 0 | 0 | 0 | - | -3022.02 |  | 11672 | -11672 | 4.46 | -4.46
71 | Flooring with Terrazo tiles |  |  |  |  | 0 | Sqm | 787.52 | 0 | 0 | 0 | - | -787.52 |  | 5003 | -5003 | 13.88 | -13.88
72 | skirting to internal walls with Terrazo tiles |  |  |  |  | 0 | Sqm | 813.06 | 0 | 0 | 0 | - | -813.06 |  | 0 | 0 | 0 | 0
5 | Flooring with Ceramic non skid tiles | 2.16 | Sqm | 830.52 | 1794 | 0 | Sqm | 889.81 | 0 | 0 | 1794 | - | -59.29 |  | 6476 | -6476 | 9.24 | -9.24
6 | Dadoing with Glazed tiles | 11.02 | Sqm | 516.43 | 5691 | 0 | Sqm | 509.65 | 0 | 0 | 5691 | - | 6.78 |  | 20815 | -20815 | 42.84 | -42.84
32 | Pressed floor tiles |  |  |  | 0 | 0 | Sqm | 1428.3 | 0 | 0 | 0 | - | -1428.3
76 | White washing three coats with whiting |  |  |  |  | 0 | Sqm | 28.94 | 0 | 0 | 0 | - | -28.94 |  | 12466 | -12466 | 581.7 | -581.7
7 | Providing and applying synthetic plaster putty | 133.27 | Sqm | 184.03 | 24526 | 0 | Sqm | 199.95 | 0 | 0 | 24526 | - | -15.92 |  | 68284 | -68284 | 436.57 | -436.57
8 | Painting with Emulsion paint for inernal walls | 200.07 | Sqm | 158.36 | 31683 | 0 | Sqm | 201.45 | 0 | 0 | 31683 | - | -43.09 |  | 0 | 0 | 0 | 0
9 | Painting with Emulsion paint for external walls | 105.04 | Sqm | 217.22 | 22817 | 0 | Sqm | 276.7 | 0 | 0 | 22817 | - | -59.48 |  | 29548 | -29548 | 157.73 | -157.73
10 | Supplying and fixing Gyp Board Suspended regular single layer false ceiling | 26 | Sqm | 1760.41 | 45771 | 0 | Sqm | 1760.41 | 0 | 0 | 45771 | - | 0
50 | Cost of steel |  | MT | 69649 | 0 | 0 | MT | 87686.92 | 0 | 0 | 0 | - | -18037.92 |  | 254871 | -254871 | 4.03 | -4.03
| Construction of Second Floor | [7 empty] | 0 | 0 | 0 | - | 0 |  | 0 | 0 |  | 0
58 | VRCC M30 design mix Concrete for Columns |  |  |  |  | 0 | Cum | 14516.07 | 0 | 0 | 0 | - | -14516.07 |  | 32680 | -32680 | 3.45 | -3.45
55 | VRCC M30 design mix Concrete for Beams |  |  |  |  | 0 | Cum | 13193.91 | 0 | 0 | 0 | - | -13193.91 |  | 67160 | -67160 | 7.35 | -7.35
59 | VRCC M30 design mix Concrete for Slab 125mm |  |  |  |  | 0 | Sqm | 1705.18 | 0 | 0 | 0 | - | -1705.18 |  | 139597 | -139597 | 117.23 | -117.23
26 | VRCC M30 design mix Concrete for Slab 100mm |  |  |  |  | 0 | Sqm | 1346.06 | 0 | 0 | 0 | - | -1346.06 |  | 0 | 0 |  | 0
57 | VRCC M30 design mix Concrete for Slab 150mm |  |  |  |  | 0 | Sqm | 1493.35 | 0 | 0 | 0 | - | -1493.35 |  | 23110 | -23110 | 13.67 | -13.67
58 | VRCC M30 design mix Concrete for Slab 50mm |  |  |  |  | 0 | Sqm | 1052.82 | 0 | 0 | 0 | - | -1052.82 |  | 0 | 0 |  | 0
58 | VRCC M30 design mix Concrete for Slab 25mm |  |  |  |  | 0 | Sqm | 678.66 | 0 | 0 | 0 | - | -678.66 |  | 0 | 0 |  | 0
59 | VRCC M30 design mix Concrete for Lintels |  |  |  |  | 0 | Cum | 14358.37 | 0 | 0 | 0 | - | -14358.37 |  | 12749 | -12749 | 1.34 | -1.34
60 | VRCC M30 design mix Concrete for Sunshades |  |  |  |  | 0 | Rm | 1120.13 | 0 | 0 | 0 | - | -1120.13 |  | 10248 | -10248 | 12.5 | -12.5
60 | impervious coat over roof slab-12mm |  |  |  |  | 0 | Sqm | 436.53 | 0 | 0 | 0 | - | -436.53 |  | 43353 | -43353 | 117.23 | -117.23
61 | impervious coat over roof slab-20mm |  |  |  |  | 0 | Sqm | 501.99 | 0 | 0 | 0 | - | -501.99 |  | 43353 | -43353 | 117.23 | -117.23
61 | Brick masonery in CM (1:6) for superstructure |  |  |  |  | 0 | Cum | 8909.25 | 0 | 0 | 0 | - | -8909.25 |  | 98200 | -98200 | 16.68 | -16.68
30 | Brick masonery in CM (1:8) for basement |  |  |  |  | 0 | Cum | 8851.73 | 0 | 0 | 0 | - | -8851.73 |  | 0 | 0 |  | 0
62 | Reinforced Brick Masonry for partition walls (11.5 cm thick) i |  |  |  |  | 0 | Sqm | 1066.07 | 0 | 0 | 0 | - | -1066.07 |  | 70796 | -70796 | 93.95 | -93.95
22 | Fly ash cement bricks |  |  |  |  | 0 | Sqm | 7453.36 | 0 | 0 | 0 | - | -7453.36
64 | Ornamental Plastering 12mm thick to ceiling |  |  |  |  | 0 | Sqm | 462.35 | 0 | 0 | 0 | - | -462.35 |  | 40647 | -40647 | 142.76 | -142.76
33 | Plastering 12mm thick inside in single coats |  |  |  |  | 0 | Sqm | 374.88 | 0 | 0 | 0 | - | -374.88 |  | 0 | 0 |  | 0
34 | Plastering 20mm thick inside in single coats |  |  |  |  | 0 | Sqm | 389.27 | 0 | 0 | 0 | - | -389.27 |  | 0 | 0 |  | 0
63 | Plastering 12mm thick double coat |  |  |  |  | 0 | Sqm | 526.09 | 0 | 0 | 0 | - | -526.09 |  | 73418 | -73418 | 281.21 | -281.21
66 | Plastering 20mm thick double coat |  |  |  |  | 0 | Sqm | 537.32 | 0 | 0 | 0 | - | -537.32 |  | 43157 | -43157 | 157.73 | -157.73
13 | PCC M30 for Steps |  |  |  |  | 0 | Cum | 6970.28 | 0 | 0 | 0 | - | -6970.28 |  | 0 | 0 | 0 | 0
67 | Flooring with vitrified tiles |  |  |  |  | 0 | Sqm | 1330.7 | 0 | 0 | 0 | - | -1330.7 |  | 105936 | -105936 | 105.51 | -105.51
69 | Providing skirting to internal walls to 15 cm height |  |  |  |  | 0 | Sqm | 1325.83 | 0 | 0 | 0 | - | -1325.83 |  | 9527 | -9527 | 9.44 | -9.44
50 | Flooring with Granite stones |  |  |  |  | 0 | sqm | 3354.14 | 0 | 0 | 0 | - | -3354.14 |  | 33993 | -33993 | 12.16 | -12.16
51 | Skirting with Granite stones |  |  |  |  | 0 | Sqm | 3073.05 | 0 | 0 | 0 | - | -3073.05 |  | 11672 | -11672 | 4.46 | -4.46
71 | Flooring with Terrazo tiles |  |  |  |  | 0 | Sqm | 826.62 | 0 | 0 | 0 | - | -826.62 |  | 5003 | -5003 | 13.88 | -13.88
72 | skirting to internal walls with Terrazo tiles |  |  |  |  | 0 | Sqm | 853.85 | 0 | 0 | 0 | - | -853.85 |  | 0 | 0 | 0 | 0
73 | Flooring with Ceramic non skid tiles |  |  |  |  | 0 | Sqm | 930.6 | 0 | 0 | 0 | - | -930.6 |  | 6476 | -6476 | 9.24 | -9.24
74 | Dadoing with Glazed tiles |  |  |  |  | 0 | Sqm | 519.88 | 0 | 0 | 0 | - | -519.88 |  | 20815 | -20815 | 42.84 | -42.84
32 | Pressed floor tiles |  |  |  |  | 0 | Sqm | 1475.04 | 0 | 0 | 0 | - | -1475.04
76 | White washing three coats with whiting |  |  |  |  | 0 | Sqm | 28.94 | 0 | 0 | 0 | - | -28.94 |  | 12466 | -12466 | 581.7 | -581.7
64 | Providing and applying synthetic plaster putty |  |  |  |  | 0 | Sqm | 211.61 | 0 | 0 | 0 | - | -211.61 |  | 68284 | -68284 | 436.57 | -436.57
65 | Painting with Emulsion paint for inernal walls |  |  |  |  | 0 | Sqm | 216.27 | 0 | 0 | 0 | - | -216.27 |  | 0 | 0 | 0 | 0
66 | Painting with Emulsion paint for external walls |  |  |  |  | 0 | Sqm | 297.76 | 0 | 0 | 0 | - | -297.76 |  | 29548 | -29548 | 157.73 | -157.73
67 | Cost of steel |  |  |  |  | 0 | MT | 89328.66 | 0 | 0 | 0 | - | -89328.66 |  | 254871 | -254871 | 4.03 | -4.03
| Providing Door, Windows, Ventilators and Grills | [8 empty] | 0 | 0 | - | 0 |  |  | 0 |  | 0
51 | Supply and fixing of Door of size 1.20 x 2.10mt |  | No | 21226.89 | 0 | 0 | No | 4429.4 | 0 | 0 | 0 | - | 16797.49 |  | 22996 | -22996 | 1 | -1
| Supply and fixing of Door of size 0.90 x 2.10mt |  |  |  |  | 0 | No | 17171.32 | 0 | 0 | 0 | - | -17171.32
| Supply and fixing of Door of size 0.80 x 2.10mt |  |  |  |  | 0 | No | 16269.72 | 0 | 0 | 0 | - | -16269.72
100 | Supply and fixing of Door of size 1.20 x 2.10mt |  |  |  |  | 0 | No | 16617.56 | 0 | 0 | 0 | - | -16617.56
69 | Supply and fixing of Door of size 1.05 x 2.10mt GF |  |  |  | 0 | 0 | No | 19258.21 | 0 | 0 | 0 | - | -19258.21 |  | 0 | 0 |  | 0
70 | Supply and fixing of Door of size 1.05 x 2.10mt FF |  |  |  | 0 | 0 | No | 13013.39 | 0 | 0 | 0 | - | -13013.39 |  |  | 0 |  | 0
11 | Providing and fixing 28 -30 MM thick solid Wood PolymerComposite(WPC) door | 8.21 | Sqm | 6958.78 | 57132 | 6.3 | Sqm | 8363.11 | 52688 | 0 | 4444 | - | -1404.33 |  | 189353 | -136665 | 31.5 | -25.2
72 | 30mm thick Solid panel PVC door |  |  |  | 0 |  |  |  |  | 0 | 0 | - | 0
53 | Providing and fixing factory made uPVC windows 3track |  | Sqm | 8058 | 0 | 13.78 | Sqm | 14309.01 | 197178 | 197178 | 0 | - | -6251.01 |  | 244883 | -47705 | 30.39 | -16.61
12 | Providing and fixing factory made uPVC windows 2track | 5.76 | Sqm | 6460 | 37210 | 0 | Sqm | 6698 | 0 | 0 | 37210 | - | -238
74 | Providing and fixing factory made uPVC windows single track |  |  |  |  | 0 | Sqm | 6456 | 0 | 0 | 0 | - | -6456 |  | 14983 | -14983 | 2.57 | -2.57
13 | Supplying and fixing of ventilator | 1 | No | 576.98 | 577 | 0 | No | 591.9 | 0 | 0 | 577 | - | -14.92 |  | 0 | 0 |  | 0
54 | S&F of Cement Jolleys 50mm thick |  | Sqm | 554.35 | 0 | 0 | Sqm | 735.8 | 0 | 0 | 0 | - | -181.45 |  | 1847 | -1847 | 3.6 | -3.6
108 | S&F of Cement Jolleys 50mm thick | [7 empty] | 0 | 0 | 0 | - | 0
14 | Supplying & fixing of Iron Grills | 172 | Kg | 110.99 | 19090 | 0 | kgs | 116.46 | 0 | 0 | 19090 | - | -5.47 |  | 39023 | -39023 | 32.42 | -32.42
56 | Supplying & fixing of Iron Grills |  | Sqm | 1398.37 | 0 | 0 | Sqm | 1758.49 | 0 | 0 | 0 | - | -360.12 |  | 39023 | -39023 | 32.42 | -32.42
59 | Supplying & fixing of MS tube |  |  |  | 0 | 0 |  | 166.08 | 0 | 0 | 0 | - | -166.08 |  | 0 | 0 |  | 0
111 | Supplying & fixing of stainless steel |  |  |  |  | 0 | Sqm | 4233.42 | 0 | 0 | 0 | - | -4233.42 |  | 41051 | -41051 | 14.49 | -14.49
89 | Full Rounding the edges of Granite stone slabs |  |  |  |  | 0 | Rm | 529 | 0 | 0 | 0 | - | -529 |  | 31312 | -31312 | 76 | -76
77 | Providing & Supply of Water supply and Sanitation items | [7 empty] | 0 | 0 | 0 | - | 0 |  | 0 | 0 |  | 0
78 | S&F of 32mm dia CPVC pipes |  |  |  | 0 | 0 | Rm | 288 | 0 | 0 | 0 | - | -288 |  | 7720 | -7720 | 40 | -40
15 | S&F of 25mm dia CPVC pipes | 30 | Rm | 136 | 4080 | 0 | Rm | 222 | 0 | 0 | 4080 | - | -86 |  | 4920 | -4920 | 40 | -40
80 | S&F of 20mm dia CPVC pipes |  |  |  | 0 | 0 | Rm | 184 | 0 | 0 | 0 | - | -184 |  | 4920 | -4920 | 40 | -40
81 | S&F of 15mm dia CPVC pipes |  |  |  | 0 | 0 | Rm | 0 | 0 | 0 | 0 | - | 0 |  | 4920 | -4920 | 40 | -40
113 | S&F of 25mm dia PVC pies |  |  |  |  | 0 | Rm | 25 | 0 | 0 | 0 | - | -25
16 | Labour charges for CPVC PIPes | 30 | Rm | 33 | 990 | 0 | Rm | 35 | 0 | 0 | 990 | - | -2 |  | 2480 | -2480 | 80 | -80
17 | S&F of Bib Type Taps | 4 | No | 387 | 1548 | 0 | No | 387 | 0 | 0 | 1548 | - | 0 |  | 698 | -698 | 2 | -2
84 | S&F of Bib Type Taps flange Chromeum plated Jaquar make queen series |  |  |  | 0 | 0 | No | 1644 | 0 | 0 | 0 | - | -1644 |  | 0 | 0 | 0 | 0
18 | S&F of 110mm dia PVC Pipes | 4 | Rm | 149 | 596 | 0 | Rm | 149 | 0 | 0 | 596 | - | 0 |  | 820 | -820 | 6 | -6
86 | S&F of 90mm dia PVC Pipes |  |  |  | 0 | 0 | Rm | 141.6667 | 0 | 0 | 0 | - | -141.6667 |  | 0 | 0 | 0 | 0
19 | S&F of 75mm dia PVC Pipes | 4 | Rm | 89 | 356 | 0 | Rm | 89 | 0 | 0 | 356 | - | 0 |  | 488 | -488 | 6 | -6
20 | Labour charges for PVC PIPes | 8 | Rm | 79 | 632 | 0 | Rm | 84 | 0 | 0 | 632 | - | -5 |  | 840 | -840 | 12 | -12
89 | Inspection chamber |  |  |  | 0 |  |  |  |  | 0 | 0 | - | 0
21 | S&F of European type water closet | 1 | No | 5297 | 5297 | 0 | No | 5297 | 0 | 0 | 5297 | - | 0 |  | 9552 | -9552 | 2 | -2
61 | S&F of Indian type water closet |  |  |  |  | 0 | No | 1036 | 0 | 0 | 0 | - | -1036 |  | 0 | 0 | 0 | 0
22 | S&F of Wash basin | 1 | No | 2025 | 2025 | 0 | No | 2025 | 0 | 0 | 2025 | - | 0 |  | 3654 | -3654 | 2 | -2
121 | S&F of Urinals |  |  |  |  | 0 | No | 2644 | 0 | 0 | 0 | - | -2644
23 | Nahany trap with Jali- PVC/SWR Pipe fittings | 1 | No | 115 | 115 | 0 | No | 115 | 0 | 0 | 115 | - | 0 |  | 230 | -230 | 2 | -2
93 | Supplying and fixing 4" (101.6 mm ) Floor Trap |  |  |  | 0 |  |  |  |  | 0 | 0 | - | 0
94 | S&F of Synthatic Water storage tank |  |  |  | 0 | 0 | lt | 9.5 | 0 | 0 | 0 | - | -9.5 |  | 0 | 0 | 0 | 0
95 | Gunmetal gate value |  |  |  | 0 |  |  |  |  | 0 | 0 | - | 0
96 | PVC water spouts |  |  |  | 0 |  |  |  |  | 0 | 0 | - | 0
97 | Drilling with165mm dia borewell |  |  |  | 0 | 0 | Rm | 492.16 | 0 | 0 | 0 | - | -492.16 |  | 45000 | -45000 | 90 | -90
64 | [5 empty] | 0 | Rm | 526.55 | 0 | 0 | 0 | - | -526.55 |  | 0 | 0 | 0 | 0
65 | [5 empty] | 0 | Rm | 590.61 | 0 | 0 | 0 | - | -590.61 |  | 0 | 0 | 0 | 0
98 | S&F of 180mm dia casing pipe |  |  |  | 0 | 0 | Rm | 358.31 | 0 | 0 | 0 | - | -358.31 |  | 5850 | -5850 | 18 | -18
99 | S&F of 2 HP Submersible mortor |  |  |  | 0 | 0 | No | 20207 | 0 | 0 | 0 | - | -20207 |  | 24300 | -24300 | 1 | -1
101 | S& F 40 mm HDPE pip |  |  |  | 0 | 0 | Rm | 80 | 0 | 0 | 0 | - | -80 |  | 5120 | -5120 | 80 | -80
102 | S&F of 180mm dia bore cap |  |  |  | 0 | 0 | No | 330.75 | 0 | 0 | 0 | - | -330.75 |  | 109 | -109 | 1 | -1
103 | S&F of 25mm dia GI pipe |  |  |  | 0 | 0 | No | 400 | 0 | 0 | 0 | - | -400 |  | 99 | -99 | 0.5 | -0.5
104 | S&F of 25mm dia GI Bends |  |  |  | 0 | 0 | No | 77 | 0 | 0 | 0 | - | -77 |  | 22 | -22 | 1 | -1
105 | S&F of 25mm dia Clamp set |  |  |  | 0 | 0 | No | 185 | 0 | 0 | 0 | - | -185 |  | 145 | -145 | 1 | -1
106 | Supply of 3 core 1.50 sqm flat copper cable |  |  |  | 0 | 0 | Rm | 109 | 0 | 0 | 0 | - | -109 |  | 6400 | -6400 | 80 | -80
107 | Supply and Transportation of control panel |  |  |  | 0 | 0 | No | 5445 | 0 | 0 | 0 | - | -5445 |  | 4500 | -4500 | 1 | -1
108 | S&F of NP bip taps |  |  |  | 0 |  |  |  |  | 0 | 0 | - | 0
57 | Providing Electrification items | [8 empty] | 0 | 0 | - | 0 |  |  | 0 |  | 0
58 | S&F of 25mm dia 2.2 mm thick PVC Conduit pipe |  | Rm | 65.02 | 0 | 30 | Rm | 92.37 | 2771 | 2771 | 0 | - | -27.35 |  | 8655 | -5884 | 150 | -120
59 | S&F of 25mm dia 2.2 mm thick PVC Conduit pipe |  | Rm | 79.22 | 0 | 35 | Rm | 111.79 | 3913 | 3913 | 0 | - | -32.57 |  | 11552 | -7639 | 160 | -125
111 | Labour for Grooves 2-3mm thick for PVC pipes |  |  |  | 0 | 0 | Rm | 74 | 0 | 0 | 0 | - | -74 |  | 0 | 0 | 0 | 0
112 | 200/18 SWG Module box w for 12 Module box |  |  |  |  | 0 | No | 245 | 0 | 0 | 0 | - | -245 |  | 2050 | -2050 | 10 | -10
24 | 200/18 SWG Module box w for 8 Module box | 4 | No | 203 | 812 | 3 | No | 230.64 | 692 | 0 | 120 | - | -27.64 |  | 510 | 182 | 3 | 0
128 | 200/18 SWG Module box w for 6 Module box |  |  |  |  | 0 | No | 155 | 0 | 0 | 0 | - | -155 |  | 0 | 0 | 0 | 0
61 | 200/18 SWG Module box w for 4 Module box |  |  |  |  | 0 | No | 114 | 0 | 0 | 0 | - | -114 |  | 0 | 0 | 0 | 0
57 | 200/18 SWG Module box w for 18 Module box |  |  |  |  | 0 | No | 400 | 0 | 0 | 0 | - | -400 |  | 0 | 0 | 0 | 0
49 | 200/18 SWG Module box w for 16 Module box |  |  |  |  | 0 | No | 359 | 0 | 0 | 0 | - | -359 |  | 0 | 0 | 0 | 0
86 | 200/18 SWG Module box w for 2 Module box |  |  |  |  | 0 | No | 68 | 0 | 0 | 0 | - | -68 |  | 0 | 0 | 0 | 0
25 | Wiring with run of 2 of 14/0.3mm (1.0 Sq.mm) | 7 | poi | 482.67 | 3379 | 9 | Poi | 557.66 | 5019 | 1640 | 0 | - | -74.99 |  | 29164 | -24145 | 65 | -56
26 | Wiring with run of 2 of 14/0.3mm (1.0 Sq.mm) | 4 | poi | 504.67 | 2019 | 3 | Poi | 582.66 | 1748 | 0 | 271 | - | -77.99 |  | 0 | 1748 | 0 | 3
116 | Supply and Run of 2 of 36/0.3mm (1.50 Sq.mm) |  |  |  | 0 | 0 | Rm | 0 | 0 | 0 | 0 | - | 0 |  | 18954 | -18954 | 291.9 | -291.9
27 | Supply and Run of 2 of 36/0.3mm (2.50 Sq.mm) | 40 | Rm | 83.37 | 3335 | 90 | Rm | 100.19 | 9017 | 5682 | 0 | - | -16.82 |  | 18954 | -9937 | 291.9 | -201.9
28 | Supply and Run of 2 of 56/0.3mm (4.00 Sq.mm) | 20 | Rm | 126.7 | 2534 | 0 | Rm | 133.97 | 0 | 0 | 2534 | - | -7.27 |  | 3349 | -3349 | 33.95 | -33.95
119 | Supply and Run of 4 of 84/0.3mm (6.0 Sq.mm) |  |  |  | 0 | 30 | Rm | 77.7445 | 2332 | 2332 | 0 | - | -77.7445 |  | 767 | 1565 | 15 | 15
133 | Supply of Cover frames for 12 module box |  |  |  |  | 0 | No | 240 | 0 | 0 | 0 | - | -240 |  | 0 | 0 | 0 | 0
29 | Supply of Cover frames for 8 module box | 4 | no | 171 | 684 | 3 | No | 223.82 | 671 | 0 | 13 | - | -52.82 |  | 0 | 671 | 0 | 3
135 | Supply of Cover frames for 6 module box |  |  |  |  | 0 | No | 152 | 0 | 0 | 0 | - | -152 |  | 0 | 0 | 0 | 0
67 | Supply of Cover frames for 4 module box |  |  |  |  | 0 | No | 101 | 0 | 0 | 0 | - | -101 |  | 0 | 0 | 0 | 0
65 | Supply of Cover frames for 18 module box |  |  |  |  | 0 | No | 392 | 0 | 0 | 0 | - | -392 |  | 0 | 0 | 0 | 0
94 | Supply of Cover frames for 2 module box |  |  |  |  | 0 | No | 76 | 0 | 0 | 0 | - | -76 |  | 0 | 0 | 0 | 0
30 | Supply and fixing of 6A 3/2 pin wall plug socket | 4 | No | 127.08 | 508 | 3 | No | 156.56 | 470 | 0 | 38 | - | -29.48 |  | 7263 | -6793 | 26 | -23
31 | Supply and fixing of 16A 3/2 pin wall plug socket | 1 | No | 424.5 | 425 | 0 | No | 437.5 | 0 | 0 | 425 | - | -13 |  | 7263 | -7263 | 26 | -26
89 | Supply and fixing of 6A 2 pin wall plug socket |  |  |  |  | 0 | No | 131.8 | 0 | 0 | 0 | - | -131.8 |  | 0 | 0 | 0 | 0
32 | Supply and fixing of 6A flush type Neon Indicator. | 4 | No | 21 | 84 | 3 | No | 23.86 | 72 | 0 | 12 | - | -2.86 |  | 2090 | -2018 | 15 | -12
33 | S&F of ISI mark batten holder / angle holder | 2 | No | 128.25 | 257 | 4 | No | 154.8 | 619 | 362 | 0 | - | -26.55 |  | 1674 | -1055 | 24 | -20
34 | S&F of ceiling fan | 4 | No | 3314.69 | 13259 | 3 | No | 3780.03 | 11340 | 0 | 1919 | - | -465.34 |  | 37536 | -26196 | 16 | -13
124 | S&F of ceiling fan |  |  |  | 0 | 0 | No | 2933.04 | 0 | 0 | 0 | - | -2933.04 |  | 37536 | -37536 | 16 | -16
125 | Fan regulator |  |  |  | 0 | 0 | No | 287 | 0 | 0 | 0 | - | -287 |  | 7200 | -7200 | 16 | -16
126 | Labour charges for fixing fan |  |  |  | 0 | 0 | No | 186.01 | 0 | 0 | 0 | - | -186.01 |  | 2222 | -2222 | 16 | -16
35 | Fan hook | 4 | No | 230.73 | 923 | 3 | No | 293.84 | 882 | 0 | 41 | - | -63.11 |  | 2096 | -1214 | 16 | -13
36 | steel tube down rod for ceiling fan |  |  |  | 0 | 0 | No | 178.5 | 0 | 0 | 0 | - | -178.5 |  | 2096 | -2096 | 16 | -16
36 | S&F of Tube light | 6 | No | 405.94 | 2436 | 3 | No | 458.87 | 1377 | 0 | 1059 | - | -52.93 |  | 12090 | -10713 | 30 | -27
129 | S&F of street light |  |  |  |  | 0 | No | 4543 | 0 | 0 | 0 | - | -4543 |  | 11800 | -11800 | 2 | -2
130 | Supply and fixing SPN Distribution board |  |  |  |  | 1 | No | 4270.79 | 4271 | 4271 | 0 | - | -4270.79 |  | 5945 | -1674 | 2 | -1
131 | Light duty exhaust fan |  |  |  | 0 | 0 | No | 1552 | 0 | 0 | 0 | - | -1552 |  | 0 | 0 | 0 | 0
132 | DB with 1 No 20A single phase |  |  |  | 0 |  |  |  |  | 0 | 0 | - | 0
133 | 8 Way TPN DB Horizontal with IP 20 |  |  |  | 0 |  |  |  |  | 0 | 0 | - | 0
134 | Supply and fixing of 2 Nos of 32A, 240V Porcelain Rewirable Fuse Units |  |  |  |  | 1 | No | 1140.29 | 1140 | 1140 | 0 | - | -1140.29 |  | 897 | 243 | 1 | 0
135 | Providng Independent earthing |  |  |  | 0 | 1 | No | 5311.59 | 5312 | 5312 | 0 | - | -5311.59 |  | 3420 | 1892 | 1 | 0
136 | Modular telephone jack |  |  |  | 0 |  |  |  |  | 0 | 0 | - | 0
137 | Supply,laying ,testing and commisioning of 4-pair |  |  |  | 0 |  |  |  |  | 0 | 0 | - | 0
138 | Supply and run of 5 pair telephone copper wire |  |  |  | 0 |  |  |  |  | 0 | 0 | - | 0
76 | Provision for GST on cement | [8 empty] | 0 | 0 | - | 0 |  |  | 0 |  | 0
77 | Provision for GST on Steel | [8 empty] | 0 | 0 | - | 0 |  |  | 0 |  | 0
55 | for Elevation work | [8 empty] | 0 | 0 | - | 0 |  | 20301 | -20301 |  | 0
146 | Provision for GST charges | [8 empty] | 0 | 0 | - | 0
37 | Provision for QC @0.5% |  |  |  | 2045 |  |  |  | 6148 | 4103 | 0 | - | 0 |  | 20301 | -14153 |  | 0
38 | Provision for GST charges @ 18% |  |  |  | 73605 |  |  |  | 221749 | 148144 | 0 | - | 0
39 | Provision for Supervision charges @ 3% |  |  |  | 15000 |  |  |  | #REF! | #REF! | #REF! | - | 0
40 | Provision for Seignorage charges |  |  |  | 306 |  |  |  | 2427 | 2121 | 0 | - | 0 |  | 26478 | -24051 |  | 0
64 | Provision for Name board |  |  |  | 0 |  |  |  |  | 0 | 0 | - | 0 |  | 2500 | -2500 |  | 0
65 | Provision for Work file |  |  |  | 0 |  |  |  |  | 0 | 0 | - | 0 |  | 100 | -100 |  | 0
41 | Unforseen items such as if any |  |  |  | 126 |  |  |  | 40165 | 40039 | 0 | - | 0 |  | -122011 | 162176
|  | As per detailed estimate |  |  | 500000 |  |  |  | #REF! | #REF! | #REF!
|  | As per working estimate |  |  | #REF! | [5 empty] | #REF!
| TOTAL | Difference in estimate |  |  | #REF! | [5 empty] | #REF!
[7 empty] | Deputy Executive Engineer |  |  | Assistant Engineer
[7 empty] | PRI Sub Division |  |  | Mandal Praja parishad
[7 empty] | Kanigiri |  |  | P.C.Palli

## CR (hidden)
COMPLETION REPORT
Name of the Work: Completion of incomplete Anganwadi building in Paletipalli village of P.C.Palli Mandal.
[9 empty] | Est Rs. | 15.00 Lakhs
S.No | Description of the work | As per working estimate |  |  |  | As per M.Book |  |  |  | Difference |  | Remarks
|  | Quantity |  | Rate | Amount | Quantity |  | Rate | Amount | Excess | Less
1 | 2 | 3 |  | 4 | 5 | 6 |  | 7 | 8 | 9 | 10 | 11
| Construction of First Floor | [7 empty] | 0 | 0 | 0 | - | 0 | 0 | 0 |  | 0
1 | impervious coat over roof slab-12mm | 0 | Sqm | 406.34 | 0 | 0 | Sqm | 406.34 | 0 | 0 | 0 | - | 0 | 43353 | -43353 | 117.23 | -117.23
2 | Plastering 12mm thick double coat | 0 | Sqm | 521.53 | 0 | 0 | Sqm | 521.53 | 0 | 0 | 0 | - | 0 | 73418 | -73418 | 281.21 | -281.21
3 | Flooring with vitrified tiles | 0 | Sqm | 1284.36 | 0 | 0 | Sqm | 1284.36 | 0 | 0 | 0 | - | 0 | 105936 | -105936 | 105.51 | -105.51
4 | Providing skirting to internal walls to 15 cm height | 0 | Sqm | 1279.49 | 0 | 0 | Sqm | 1279.49 | 0 | 0 | 0 | - | 0 | 9527 | -9527 | 9.44 | -9.44
5 | Flooring with Ceramic non skid tiles | 0 | Sqm | 889.81 | 0 | 0 | Sqm | 889.81 | 0 | 0 | 0 | - | 0 | 6476 | -6476 | 9.24 | -9.24
6 | Dadoing with Glazed tiles | 0 | Sqm | 509.65 | 0 | 0 | Sqm | 509.65 | 0 | 0 | 0 | - | 0 | 20815 | -20815 | 42.84 | -42.84
7 | Providing and applying synthetic plaster putty | 0 | Sqm | 199.95 | 0 | 0 | Sqm | 199.95 | 0 | 0 | 0 | - | 0 | 68284 | -68284 | 436.57 | -436.57
8 | Painting with Emulsion paint for inernal walls | 0 | Sqm | 201.45 | 0 | 0 | Sqm | 201.45 | 0 | 0 | 0 | - | 0 | 0 | 0 | 0 | 0
9 | Painting with Emulsion paint for external walls | 0 | Sqm | 276.7 | 0 | 0 | Sqm | 276.7 | 0 | 0 | 0 | - | 0 | 29548 | -29548 | 157.73 | -157.73
10 | Supplying and fixing Gyp Board Suspended regular single layer false ceiling | 0 | Sqm | 1760.41 | 0 | 0 | Sqm | 1760.41 | 0 | 0 | 0 | - | 0
11 | Providing and fixing 28 -30 MM thick solid Wood PolymerComposite(WPC) door | 6.3 | Sqm | 8363.11 | 52688 | 6.3 | Sqm | 8363.11 | 52687.59 | 0 | 0.41 | - | 0 | 189353 | -136665.41 | 31.5 | -25.2
12 | Providing and fixing factory made uPVC windows 2track | 0 | Sqm | 6698 | 0 | 0 | Sqm | 6698 | 0 | 0 | 0 | - | 0
13 | Supplying and fixing of ventilator | 0 | No | 591.9 | 0 | 0 | No | 591.9 | 0 | 0 | 0 | - | 0 | 0 | 0 |  | 0
14 | Supplying & fixing of Iron Grills | 0 | Kg | 116.46 | 0 | 0 | kgs | 116.46 | 0 | 0 | 0 | - | 0 | 39023 | -39023 | 32.42 | -32.42
15 | S&F of 25mm dia CPVC pipes | 0 | Rm | 222 | 0 | 0 | Rm | 222 | 0 | 0 | 0 | - | 0 | 4920 | -4920 | 40 | -40
16 | Labour charges for CPVC PIPes | 0 | Rm | 35 | 0 | 0 | Rm | 35 | 0 | 0 | 0 | - | 0 | 2480 | -2480 | 80 | -80
17 | S&F of Bib Type Taps | 0 | No | 387 | 0 | 0 | No | 387 | 0 | 0 | 0 | - | 0 | 698 | -698 | 2 | -2
18 | S&F of 110mm dia PVC Pipes | 0 | Rm | 149 | 0 | 0 | Rm | 149 | 0 | 0 | 0 | - | 0 | 820 | -820 | 6 | -6
19 | S&F of 75mm dia PVC Pipes | 0 | Rm | 89 | 0 | 0 | Rm | 89 | 0 | 0 | 0 | - | 0 | 488 | -488 | 6 | -6
20 | Labour charges for PVC PIPes | 0 | Rm | 84 | 0 | 0 | Rm | 84 | 0 | 0 | 0 | - | 0 | 840 | -840 | 12 | -12
21 | S&F of European type water closet | 0 | No | 5297 | 0 | 0 | No | 5297 | 0 | 0 | 0 | - | 0 | 9552 | -9552 | 2 | -2
22 | S&F of Wash basin | 0 | No | 2025 | 0 | 0 | No | 2025 | 0 | 0 | 0 | - | 0 | 3654 | -3654 | 2 | -2
23 | Nahany trap with Jali- PVC/SWR Pipe fittings | 0 | No | 115 | 0 | 0 | No | 115 | 0 | 0 | 0 | - | 0 | 230 | -230 | 2 | -2
24 | 200/18 SWG Module box w for 8 Module box | 3 | No | 230.64 | 692 | 3 | No | 230.64 | 691.92 | 0 | 0.08 | - | 0 | 510 | 181.92 | 3 | 0
25 | Wiring with run of 2 of 14/0.3mm (1.0 Sq.mm) | 9 | poi | 557.66 | 5019 | 9 | Poi | 557.66 | 5018.94 | 0 | 0.06 | - | 0 | 29164 | -24145.06 | 65 | -56
26 | Wiring with run of 2 of 14/0.3mm (1.0 Sq.mm) | 3 | poi | 582.66 | 1748 | 3 | Poi | 582.66 | 1747.98 | 0 | 0.02 | - | 0 | 0 | 1747.98 | 0 | 3
27 | Supply and Run of 2 of 36/0.3mm (2.50 Sq.mm) | 90 | Rm | 100.19 | 9017 | 90 | Rm | 100.19 | 9017.1 | 0.1 | 0 | - | 0 | 18954 | -9936.9 | 291.9 | -201.9
28 | Supply and Run of 2 of 56/0.3mm (4.00 Sq.mm) | 0 | Rm | 133.97 | 0 | 0 | Rm | 133.97 | 0 | 0 | 0 | - | 0 | 3349 | -3349 | 33.95 | -33.95
29 | Supply of Cover frames for 8 module box | 3 | no | 223.82 | 671 | 3 | No | 223.82 | 671.46 | 0.46 | 0 | - | 0 | 0 | 671.46 | 0 | 3
30 | Supply and fixing of 6A 3/2 pin wall plug socket | 3 | No | 156.56 | 470 | 3 | No | 156.56 | 469.68 | 0 | 0.32 | - | 0 | 7263 | -6793.32 | 26 | -23
31 | Supply and fixing of 16A 3/2 pin wall plug socket | 0 | No | 437.5 | 0 | 0 | No | 437.5 | 0 | 0 | 0 | - | 0 | 7263 | -7263 | 26 | -26
32 | Supply and fixing of 6A flush type Neon Indicator. | 3 | No | 23.86 | 72 | 3 | No | 23.86 | 71.58 | 0 | 0.42 | - | 0 | 2090 | -2018.42 | 15 | -12
33 | S&F of ISI mark batten holder / angle holder | 4 | No | 154.8 | 619 | 4 | No | 154.8 | 619.2 | 0.2 | 0 | - | 0 | 1674 | -1054.8 | 24 | -20
34 | S&F of ceiling fan | 3 | No | 3780.03 | 11340 | 3 | No | 3780.03 | 11340.09 | 0.09 | 0 | - | 0 | 37536 | -26195.91 | 16 | -13
35 | Fan hook | 3 | No | 293.84 | 882 | 3 | No | 293.84 | 881.52 | 0 | 0.48 | - | 0 | 2096 | -1214.48 | 16 | -13
36 | S&F of Tube light | 3 | No | 458.87 | 1377 | 3 | No | 458.87 | 1376.61 | 0 | 0.39 | - | 0 | 12090 | -10713.39 | 30 | -27
37 | Provision for QC @0.5% |  |  |  | 6148 |  |  |  | 6148 | 0 | 0 | - | 0 | 20301 | -14153 |  | 0
38 | Provision for GST charges @ 18% |  |  |  | 221749 |  |  |  | 221749 | 0 | 0 | - | 0
39 | Provision for Supervision charges @ 3% |  |  |  | #REF! |  |  |  | #REF! | #REF! | #REF! | - | 0
40 | Provision for Seignorage charges |  |  |  | 2427 |  |  |  | 2427 | 0 | 0 | - | 0 | 26478 | -24051 |  | 0
41 | Unforseen items such as if any |  |  |  | 40165 |  |  |  |  | 0 | 40165 | - | 0 | -122011 | 122011
|  | As per working estimate |  |  | #REF! |  |  |  | #REF! | #REF! | #REF!
|  | As per M.Book |  |  | #REF! | [5 empty] | #REF!
| TOTAL | Difference in estimate |  |  | #REF! | [5 empty] | #REF!
[7 empty] | Deputy Executive Engineer |  |  | Assistant Engineer
[7 empty] | PRI Sub Division |  |  | Mandal Praja parishad
[7 empty] | Kanigiri |  |  | P.C.Palli

## check slip (hidden)
ZILLA PARISHAD CHECK SLIP IN TRIPLICATE
| Name of the Grant: ZPGF 15% Office Maintenance Grant. |  | Serial No. of the Bill: 1st & Final
1 | Measurement Books | : | 190/A/ZP/20
2 | Name of the Sub Diviaion | : | PRI Sub Division: Kanigiri
3 | Name of the Work:- | : | Completion of incomplete Anganwadi building in Paletipalli village of P.C.Palli Mandal.
4 | Name of the village and Mandal | : | Kanigiri
5 | Admn. Sanction No. & Date | : | Rc.No.P4/127-VOL-2/2022 Dt. 14.12.2022 of the Chief Executive Officer, Zilla Parishad, Prakasam District, Ongole
6 | Tech. Sanction No. & Date | : | DR No. /2022-23 Dt 20.01.2023 of the Executive Engineer, PRI Division, Kandukur
7 | Agt.No. & Date | : | No. /2022-23 Dt 06.02.2023 of the Executive Engineer, PRI Division, Kandukur
8 | Estimate Amount | : | 15.00 Lakhs
9 | Value of work done | :
10 | Date of Recoring along with Page Number by Section officer | :
11 | Date of Recoring along with Page Number by Dy.Executive engineer | :
12 | Date of Agreement | : | 06.02.2023
13 | Nature of Contract | : | G.Anok, Nominee, Habitation works committee, Challagiragala
14 | Amount already paid | :
15 | Amount to be paid | :
16 | Whether digital photos were taken or not | : | Yes
17 | Whether display board placed at work spot | : | Yes
18 | Date of Completion of work | :
Dy. Executive Engineer
PRI Sub Division
Kanigiri

## C-1 (hidden)
Sub Divisional Bill No.
SUB DIVISION CHECK SLIP TO ACCOMPANYING ALL WORK BILLS
| Name of the Grant: | ZPGF 15% Office Maintenance Grant. |  |  | S.No. of the Bill: 1st & Final
Connected M.Book Nos: 190/A/ZP/20
1 | Name of the Sub Division |  | : | Kanigiri
2 | Name of the Mandal |  | : | Kanigiri
3 | Name of the Work:- |  | : | Completion of incomplete Anganwadi building in Paletipalli village of P.C.Palli Mandal.
4 | Work ID No. |  | :
5 | Estimate Amount |  | : | 15.00 Lakhs
6 | Admn. Sanction No. & Date |  | : | Rc.No.P4/127-VOL-2/2022 Dt. 14.12.2022 of the Chief Executive Officer, Zilla Parishad, Prakasam District, Ongole
7 | Tech. Sanction No. & Date |  | : | DR No. /2022-23 Dt 20.01.2023 of the Executive Engineer, PRI Division, Kandukur
8 | Agreement No. & Date & Value or work commencement order reference for NREGS |  | : | No. /2022-23 Dt 06.02.2023 of the Executive Engineer, PRI Division, Kandukur
9 | Name & Address of the Contractor with PAN No. |  | : | G.Anok, Nominee, Habitation works committee, Challagiragala
10 | Bank Account Number (For NREGS works) |  | : | -
11 | No of Musters enclosed to this bill for NREGS works |  | : | Nil
12 | Working estimate Amount |  | : | 15.00 Lakhs
13 | Supplimental Agt. No./Dt & Value |  | :
14 | Nature Contract |  | :
15 | Date of Agreement i.e DHS |  | :
16 | Date fixed for completion (DFC) |  | :
17 | Date of last recording of Measurement of Present bill |  | :
18 | Whether the work is completed with in the Agreement period, if not sanction of EOAT period & Reference nO. & date & Fine if any |  | : | Yes
19 | Date of Measurements recorded in M.Book by section Officer |  | : | Date of Check measured by Dy. Executive Engineer | Date of Check measured by Executive Engineer
| P.No. | Date |  | Date | P.No. | Date
20 | Super Check Measurement of work (Date/MB Page NO. & % of value)
| i) By Executive Engineer |  | :
| ii) By Superintending Engineer |  | :
21 | Whether the Supercheck measurement statement enclosed |  | :
22 | Whether the Contractor has accepted the measurements |  | : | Yes
23 | Whether the contractor signed the bill |  | : | Yes
24 | Whether released & Discharge certificate furnished by the Contractor for Final Bill |  | : | Yes
25 | QC inspection Date & Recovery proposed if any |  | : | No
26 | Other Remarks of the DEE |  | : | No
DIVISIONAL CHECK
27 | Seineorage charges amount & OTP on Sand Vide Page of M.B. |  | :
28 | Whether the photos of the work in three stages Name board. Km, HM stones for NREGS work enclosed. |  | :
29 | EMD details DDs (or) B.G, if B.G its No. / Dt & Validity. Whether extended if EOAT is sanctioned |  | :
30 | Insurance policty No. Date, Amount & Validity Whether the insurance is extended if EOAT is sanctioned (For Tender works) |  | :
31 | Whether T.A Appointment letters willingness & qualification certificates furnished or not Mensioned the Name ( for Tender works) |  | :
32 | Wheter the DEE has furnished the certificate in M.Book for engagement of techncial agents with Name (For tender works) |  | :
33 | Whether the contractor opted under VAT composition and produced the CTO letter or No |  | :
34 | Whether the asset Handling over to the concerned Dept certificate furnished. |  | :
35 | Super Check Measurement of work (Date/MB Page NO. & % of value)
| i) BY Executive Engineer |  | :
| ii) By Superintending Engineer |  | :
36 | Whether the Supercheck measurement statement enclosed |  | :
37 | Completion Reporst are received along with final bills |  | : | Amount Approved by Date
38 | Whether the Quantities and Rate are as per approved estimate |  | :
39 | Remarks of the case worker in B.D. |  | :
Deputy Executive Engineer
PRI Sub-Division, Kanigiri

## CC f (hidden)
CONTRACT CERTIFICATE
ZPGF 15% Office Maintenance Grant.
Name of the Work: Completion of incomplete Anganwadi building in Paletipalli village of P.C.Palli Mandal.
Name of the Contractor : G.Anok, Nominee, Habitation works committee, Challagiragala
Voucher : CC 1st & Final
Last Certificate if any :
Month :
Number and month of the last schedule if any :-
| Mandal : Kanigiri |  |  | Amount of estimate : Rs. 5.00 Lakhs |  |  | Voucher No:
| Overseer's No. |  |  | Authority Covering list No. |  |  | Schedule No.
S.No | Quantity executed or Supplied |  |  | Description of Items. | Rate in Rs. | Per | Amount |  | Remarks
| Upto Date |  | Since last certificate |  |  |  | Upto Date in Rs. | Since last certificate in Rs.
1 | 0 | Sqm |  | Providing impervious coat to exposed RCC Roof Slab surface with CM (1:3) 12mm thick with 1Kg of water proof compound per bag of Cement laid over roof when it is green including c/c of all materials and labour charges for mixing mortar, laying, rendering smooth and thread lining of wall & slab etc complete for finished item of work (APSS 901,903) | 406.34 | 1Sqm | 0
2 | 0 | Sqm |  | Plastering to brick masonary wall with 12mm thick double coat in CM (1:5) 8 mm thick base coat and CM (1:3) of 4mm thick top coat with dubara sponge finish including c/c of all materials including all operational, incidental and labour charges such as mixing cement mortar and curing etc complete for finished item of work (APSS 901, 903 & 904) | 521.53 | 1Sqm | 0
3 | 0 | Sqm |  | Flooring with Porcelain Vitrified tiles stain free double charged of 1st quality and of size not less than 600X600X8mm thickness glossy finish premium colours, set over base coat of CM (1:8), 12mm thick over already laid CC bed / RCC Roof slab, including neat Cement slurry of honey like consistency spread @ 3.30 Kgs per Sqm & jointed with neat white Cement paste to full depth mixed with pigment of matching shade including c/c of all materials like Cement, Sand and Water and tiles etc complete including labour charges etc complete for finished item of work | 1284.36 | 1Sqm | 0
4 | 0 | Sqm |  | Providing Skirting to internal walls to 15cm height / risers of steps with Porcelain Vitrified tiles length equal to flooring stones, set over base coat of CM (1:5) 12mm thick with Cement slurry of honey like consistency spread @ 3.30 Kgs per Sqm & jointed with white Cement paste mixed with pigment of matching shade to full depth, including c/c of materials like Cement, Sand and Water and tiles etc complete for finished item of work | 1279.49 | 1Sqm | 0
5 | 0 | Sqm |  | Flooring with Ceramic non skid tiles of not less than 7-8mm thick 1st quality laid over floor bed / VRCC slab set over base coat of CM (1:8), 12mm thick and neat grey Cement slurry of honey like consistency spread @ 3.30 Kgs per Sqm & jointed with neat white Cement paste to full depth mixed with pigment of matching shade including c/c of all materials to site including cost of mixing of mortar and watering and levelling to proper slope and curing including all labour charges etc for finished item of work | 889.81 | 1Sqm | 0
6 | 0 | Sqm |  | Providing Daddooing to walls with 5 to 7mm thick Glazed Ceramic wall tiles of 1st quality of 6mm thick set over base coat of CM (1:3) 12mm thick with Cement slurry of honey like consistency spread @ 3.30 Kgs per Sqm & jointed with neat white Cement paste to full depth mixed with pigment of matching shade including c/c of all materials to site, cost of all materials like tiles, Cement, sand and water etc complete for finished item of work | 509.65 | 1Sqm | 0
7 | 0 | Sqm |  | Providing and applying Wall putty of White Cement or Polymer or Cement based of average 1 to 2 mm thickness over plastered surface to prepare the surface even and smooth after thoroughly brushing the surface to remove all dirt and remains of loose powdered materials, applying emery paper, Sand the surface, clean & wipe off loose dust, applying knifing paste filler by putty knife / muslin pad, air dry for 2 - 3 hrs, sand with 180 and 320 No., emery paper for the surface preparation including cost and conveyance of all materials and all operational, incidental and all labour charges etc., complete for finished item of work in all floors for internal walls | 199.95 | 1Sqm | 0
8 | 0 | Sqm |  | Painting to new walls with 2 coats of acrylic Emulsion paint Asian or equivalent and shade over Priming coat with Cement primer water base interior Gr-1 Asian or equivalent on new plastered surface after throughly brushing the surace remove all dirt and remains of loose powdered materials including cost and conveyance of all materials to worksite and all oparational, incidental, labour charges etc complete for finished item of work as per SS 911 for internal walls | 201.45 | 1Sqm | 0
9 | 0 | Sqm |  | Painting to new walls with 2 coats of acrylic Emulsion paint Asian or equivalent and shade over Priming coat with Cement primer water base interior Gr-1 Asian or equivalent on new plastered surface after throughly brushing the surace remove all dirt and remains of loose powdered materials including cost and conveyance of all materials to worksite and all oparational, incidental, labour charges etc complete for finished item of work as per SS 911 for external walls | 276.7 | 1Sqm | 0
10 | 0 | Sqm |  | Supplying and fixing Gyp Board Suspended regular single layer false ceiling (GS-MFSC-4.1 as per India Gypsum) using 12.5 mm thick Gyp Board conforming to IS 2095 - 1982 fixing to Gyp steel GI perimeter channels of size 20 mm x 27 mm x 30 mm(web) of 0.55 mm thick along the perimeter of ceiling screw fixed to brick work/ partition at 610 mm c/c and suspending the frame work using Intermediate channels (45 mm x 15mm x 15mm x 0.9 mm) from soffit at 1220 mm c/c with ceiling angle (25 mm x 10 mm x 0.55 mm) fixed with GI Cleat and steel expansion fasteners & connecting clip to the ceiling channels (with knurled web of 51.5 mm x 26 mm x 10.5 mm x 0.55 mm) fixed in direction perpendicular to the intermediate channel at 457 mm c/c and fixing the 12.5 mm tapered edge Gypboard with 25 mm drywall screws at 230 mm c/c & jointing and finishing using joint compound and paper tape to have a flush look including filling the tapered & square edges with jointing compound, two coats of drywall topcoat complete for finished item of work as per Idia Gypsum Ltd specification. | 1760.41 | 1Sqm | 0
11 | 6.3 | Sqm |  | Supply and fixing of Wood Polymer Composite(WPC) fixing 28 -30 MM thick solid Wood Polymer Composite (WPC) double extruded door shutter with 3MM top and bottom rigid layer with an overall density of 750kg/Cum. It will be fixed to the frame using 3 inch /4 inch hinges. A minimum of 4 hinges will be required etc., complete | 8363.11 | 1Sqm | 52687.59
12 | 0 | Sqm |  | Providing and fixing factory made uPVC white colour sliding glazed windowupto 1.50 m in height dimension comprising of uPVC multi-chamberedframe with in-built roller track and sash extruded profiles duly reinforcedwith 1.60 ± 0.2 mm thick galvanized mild steel section made from rollforming process of required length (shape & size according to uPVCprofile), appropriate dimension of uPVC extruded glazing beads anduPVC extruded interlocks, EPDM gasket, wool pile, zinc alloy (whitepowder coated) touch locks withhook, zinc alloy body with single nylonrollers (weight bearing capacity to be 40 kg), G.I fasteners 100 x 8 mmsize for fixing frame to finished wall and necessary stainless steel screwsetc. Profile of frame & sash shall be mitred cut and fusion welded at allcorners, including drilling of holes for fixing hardware's and drainage ofwater etc. After fixing frame the gap between frame and adjacent finishedwall shall be filled with weather proof silicon sealent over backer rod ofrequired size and of approved quality, all complete as per approved drawing& direction of Engineer-in-Charge inclusive of cost of Single / double glass panes,and silicon sealent Two track two panels sliding window made of (small series) frame 52 x 44 mm &sash 32 x 60 mm both having wall thickness of 1.9 ± 0.2 mm and single glazing bead of appropriate dimension. (Area of window upto 1.75 sqm) | 6698 | 1Sqm | 0
13 | 0 | No |  | Supplying and fixing of ventilator of size 0.60 x 0.45 Mts including fixing of 8mm dia roads and 4mm plain glass including all labour charges etc., complete | 591.9 | 1No | 0
14 | 0 | kgs |  | Supplying & fixing of Iron Doors and Windows Grills including labour charges for fabricating steel including cost of welding rods, power charges & fixing the grill in position etc complete | 116.46 | 1Kg | 0
15 | 0 | Rm |  | Supply and Fixing of Premium make CPVC Pipes and Fittings to meet the requirement of ASTM-D 2846 and are produced in CTS (Copper Tube Sizes 1/2" ton 2" Ashirvad lowgurard SDR 11 and SDR 13.5 pipes are made from dential CPVC compounds having the same physical roperties for Hot and Cold Water (IS 15778:2007)for 25mm dia | 222 | 1Rm | 0
16 | 0 | Rm |  | Labour charges for laying, joining, welding, fixing and commissioning the C-PVC pipes including all specials such ascouplers/ bends/ tees etc including fixing necessary fittings like bends, plugs, couplers, junctions, tees, etc with welding the joint as per standard practice - up to 40 mm dia | 35 | 1Rm | 0
17 | 0 | No |  | Supply & fixing of tested NP bib taps at all levels of 12.70mm dia of Indian make 400g first quality including cost & conveyance of all materials, labour charges for finished item of work, and all taxes complete for all floors | 387 | 1No | 0
18 | 0 | Rm |  | Prince/ Sudhakar make or equivalent quality PVC /SWR pipes & fittings ( as per ISI standards) 4kg/cm2 110mm dia. double socket | 149 | 1Rm | 0
19 | 0 | Rm |  | Prince/ Sudhakar make or equivalent quality PVC /SWR pipes & fittings ( as per ISI standards) 4kg/cm2 75mm dia. double socket | 89 | 1Rm | 0
20 | 0 | Rm |  | Labour charges for laying, fixing and commissioning the PVC pipes including couplers/ bends/ tees etc any diameter including fixing necessary fittings like bends, plugs, couplers, junctions, tees, etc with solvent jointing as per standard practice | 84 | 1Rm | 0
21 | 0 | No |  | Supplying and Fixing European Water Closet of 1st quality make white glazed with 'P' trap with low down porcelain flushing tank 10 Lit Capacity internal components and Fixing best Indian make plastic seat and lid for European water closets with rubber or plastic Buffers including all labour charges for fixing etc., complete. | 5297 | 1No | 0
22 | 0 | No |  | Supplying and fixing Indian make Flat Back Wash Hand Basin (HSW/Parryware/ Neycer) 1st quality conforming to IS:2556-Part-4:1972 of size 450mm x 300mm with 32 mm nominal size C.P. Fitting with parallel pipe thread onforming to IS:2963-1979 and fitted with 15 mm nominal bore Chromium Plated Pillar Tap of 1st quality Indian make 400 grams Seiko/Senior/Nice or equivalent complete with tandard CI brackets including wooden blocks ,1 No.12.70mm PVC connection with brass union nuts CP oated , 1 No.12.70mm NP bib tap 400 gms Seiko or equivalent , 31.75mm dia. PVC flexible waste pipe 914.4mm length of 1st quality including cost and onveyance of all materials to site, labour charges , overheads & contractors profit for finished item of work | 2025 | 1No | 0
23 | 0 | No |  | Supplying & fixing 4" (101.6 mm ) Nahany trap with Jali- PVC/SWR Pipe fittings | 115 | 1No | 0
24 | 3 | No |  | Supply of Hot Dip galvanized 20/18 SWG Module box with earthing terminal for 8 Module box | 230.64 | 1No | 691.92
25 | 9 | Poi |  | Wiring with run of 2 of 14/0.3mm (1.0 Sq.mm) FRLS / HFFR PVC insulated flexible ISI mark copper cable in existing PVC conduit pipe including Supply and fixing of Jumbo Ceiling rose and 6A/10A ISI Mark 1way flush type switch in existing Surface or Concealed pipe wiring including cost and conveyance of all material and all labour charges etc., complete for light and bell points | 557.66 | 1Poi | 5018.94
26 | 3 | Poi |  | Wiring with run of 2 of 14/0.3mm (1.0 Sq.mm) FRLS / HFFR PVC insulated flexible ISI mark copper cable in existing PVC conduit pipe including Supply and fixing of Jumbo Ceiling rose and 6A/10A ISI Mark 1way flush type switch in existing Surface or Concealed pipe wiring including cost and conveyance of all material and all labour charges etc., complete for Fan points | 582.66 | 1Poi | 1747.98
27 | 90 | Rm |  | Supply and Run of 2 of 36/0.3mm (2.50 Sq.mm) with Run 1 of 22/0.3mm(1.5Sqmm) FRLS / HFFR PVC insulated flexible ISI mark copper cable in existing pipe for run of mains inlcuding all labour charges etc., complete. | 100.19 | 1Rm | 9017.1
28 | 0 | Rm |  | Supply and Run of 2 of 56/0.3mm (4.00 Sq.mm) with Run 1 of 22/0.3mm(1.5Sqmm) FRLS / HFFR PVC insulated flexible ISI mark copper cable in existing pipe for run of mains inlcuding all labour charges etc., complete | 133.97 | 1Rm | 0
29 | 3 | No |  | Supply of Cover frames for 8 module box | 223.82 | 1No | 671.46
30 | 3 | No |  | Supply and fixing of 6A 3/2 pin wall plug socket with 6A switch control on a common switch board with earth continuity including wire leads, earth connections along with all labour charges etc., complete. | 156.56 | 1No | 469.68
31 | 0 | No |  | Supply and fixing of 16A 3pin / 6A 3pin plug socket with indicator lamp and 16Amps fuse unit and 16 Amps switch control (5 in one) on decolam sheet covered board including earth connection and all labour charges etc., complete on wall. | 437.5 | 1No | 0
32 | 3 | No |  | Supply and fixing of 6A flush type Neon Indicator. | 23.86 | 1No | 71.58
33 | 4 | No |  | Supply and fixing of ISI mark batten holder / angle holder on existing block, but with bulb including all connections etc., complete | 154.8 | 1No | 619.2
34 | 3 | No |  | Supply, Transportation and Fixing of 48" (1200mm) Sweep 5 Star rated Ceiling Fan with double ball bearings but without regulator including all standard accessories and all labour charges etc., complete. | 3780.03 | 1No | 11340.09
35 | 3 | No |  | S&F of 12 / 15 MS plain rod fan hook | 293.84 | 1No | 881.52
36 | 3 | No |  | Supply and Transportation and fixing of 1200 mm length,Box type powder coatedtube light luminaire with necessary wiring suitable for fixing 2 Nos retrofit T8 LED tubes but without tube and choke | 458.87 | 1No | 1376.61
|  |  |  | Total value o work done or suplies made to date |  | = | 84593.67 | 0 |  | 0
|  |  |  | Deduct value of work supplies shown on last certificate. |  | = | 0 | Or
|  |  |  | Net value of work/supplies since lst certificate |  | = | 84593.67 | 84594
| Signature of Contractor | [5 empty] | Date…………..……200
|  |  | Certificate that the proceeding claim is correct that the necessary measurements have been made by me on 200 and record on page 885/B/ZP/18 and the work has been satisfactory performed |  | CHECK MEASUREMENT CERTIFICATE
|  |  | Certified also that the materials billed for have been recived and brought to account. |  | Certified that the work and materials were duly Checked and Measured by me on (Date………….)
|  |  | Date………….. OFFICE INCHARGE |  | Date………………200 |  |  | DESIGNATION
Assistant Engineer
Mandal Praja parishad
P.C.Palli

## ccbc (hidden)
MEMORANDUM OF PAYMENTS MADE |  |  |  |  | Rs. | P. | Rs. | P.
Total value of work done
Amount of prevont payment from last certificate No………………….
|  | of | Forward
With accouts for…………………………………
Fines and other deduction up to date
Payments now made |  | By Cash
By Cheque No………………..
By Value of Stock supplied
Balance due
Allotment of the year |  |  | Rs P
Expenditure included in this bill
Balance availabe
PAY RUPEES ( ) RECEIVED ( )
Only as final payments in settlement of all demands
……………………………………………………………………………….
……………………………………………………………………………….
Witness
Head Clerk |  |  | Presented of | ……………………………………………………………………………….
……………………………………………………………………………….
Head Account |  |  | Engineer | ……………………………………………………………………………….
……………………………………………………………………………….
[5 empty] | Date ………………………….. |  |  | Payee……………………
AUDIT ENFACEMENT
Admitted Rs. ………………………….
Objected Rs. ………………………….
Total Rs. ………………..…………….
|  |  | Date |  | 200 |  |  | Auditor
INVERNACULAR
DISTRICT ENGINEET'S REMARKS
NOTES
1. This form is intended for use in the case of running account i.e for works in progress or supplies in course
of delivery when the liability is discharged in full single payment Form No. of A should be used.
2. Payment will be made only up to nineteenth of the total value of the work done. The balance being returned
as a security both for the due performance of the contracts or to cover posible over payment which may be detected on cheque measurement in the case of work whose estimated cost does not exceed Rs. 50/- Payment may be made in full
on the measuring officer's certificate subject to subsequent check measurement by the proper check measuring authority.
3. In calculating the amount of each item dur to the contractor in this bill, sums of five pieces or less shall be
omitted and sums exceeding five pieces shall be recorded.
4. Payment made in case of sum exceeding Rs. 100/- should be attested by two witness and for smaller sum
by one witness payment made by cheque to recognised firms of institutions need not be so witnessed.
5. When the payee signs in the vernacullar the amount acknowledged should also noted in the some vernacullar
as well as in English.
6. In the case of other than well known firms all parties must sign if there by more the on contractor or the payee
must produce a power of atorney from the firm.
7. No contract certificate bearing no remarks should be accepted if any corrections are necessary the incorrect
figures should be neatly scored out and initialed by the officer concerned in the case of corrections made in the Engineers office the Head Accountant may be authorised no attest those due to clerical errors Etc. But the Engineer should affix his
initials coare osnin the rate column as well as those in the total or the bill and the pass order. This rule applies MUIATIS MUTANDIS to payments from miscellaneous grants.
8. In case in which the materials billed for are taken over charged an officer other than the officer sign in the
certificate from of the bill the names of the form should be noted in the remarks column of the bill necessary amendment being made at the same time of the excluding portion of the certificate relating to materials.

## CERT (hidden)
1) Name of the Work: |  | Completion of incomplete Anganwadi building in Paletipalli village of P.C.Palli Mandal.
2) Estimate Cost: |  | 15.00 Lakhs
3) Grant: |  | ZPGF 15% Office Maintenance Grant.
CERTIFICATES
1 | Certified that the work was completed in all respects as per agreement conditions.
2 | Certified that there are no recoveries to be effected in this ill other than now proposed
3 | Certified that there were no liabilities outstanding against the contractor
4 | Certified that all the materials required have been conveyed to site form specified quarries as noted in the lead statement appended to agreement and estimates
5 | Certified that no departmental machinery were issued to the work
|  |  | Deputy Executive Engineer, | Assistant Engineer
|  |  | PRI Sub Division: Kanigiri | Mandal Praja parishad
P.C.Palli

## Seigneorage (2) (hidden)
Seigniorage Charges MGNREGS Grant
Name of the Work: Completion of incomplete Anganwadi building in Paletipalli village of P.C.Palli Mandal.
S No | Description of the work | Ground Floor | First Floor | second floor | Total Quantity |  | 40mm Metal | 20mm HBG Chips | 20mm-12mm Chips | Rough Stone | Sand Concrete | Sand Mortar | Sand Plastering | Sand Filling | S.Earth | Bricks | Gravel | Cement Qty in Kg | Cement required
1 | Earthwork Excavation |  |  |  | 0 | M3 | 0 | 0 | 0 | 0 | 0 | 0 | 0 | 0 | 0 | 0 | 0 | 0 | 0
1 | Sand Filling | 1.53 |  |  | 1.53 | M3 | 0 | 0 | 0 | 0 | 0 | 0 | 0 | 1.53 | 0 | 0 | 0 | 0 | 0
2 | Selected earth | 0 |  |  | 0 | M3 | 0 | 0 | 0 | 0 | 0 | 0 | 0 | 0 | 0 | 0 | 0 | 0 | 0
4 | Gravel filling | 0 |  |  | 0 | M3 | 0 | 0 | 0 | 0 | 0 | 0 | 0 | 0 |  | 0 | 0 | 0 | 0
3 | PCC (1:4:8) | 5.45 |  |  | 5.45 | M3 | 4.91 | 0 | 0 | 0 | 2.45 | 0 | 0 | 0 | 0 | 0 | 0 | 17.66 | 162 | Kg
4 | PCC (1:5:10) | 0 |  |  | 0 | M3 | 0 | 0 | 0 | 0 | 0 | 0 | 0 | 0 | 0 | 0 | 0 | 0 | 129.6 | Kg
4 | RCC Footings | 0 |  |  | 0 | M3 | 0 | 0 | 0 | 0 | 0 | 0 | 0 | 0 | 0 | 0 | 0 | 0 | 330 | Kg
5 | RCC Pedastals | 0 |  |  | 0 | M3 | 0 | 0 | 0 | 0 | 0 | 0 | 0 | 0 | 0 | 0 | 0 | 0 | 330 | Kg
6 | RCC Columns | 0 | 0 | 0 | 0 | M3 | 0 | 0 | 0 | 0 | 0 | 0 | 0 | 0 | 0 | 0 | 0 | 0 | 330 | Kg
7 | RCC Plinth Beam | 0 |  |  | 0 | M3 | 0 | 0 | 0 | 0 | 0 | 0 | 0 | 0 | 0 | 0 | 0 | 0 | 330 | Kg
8 | RCC Roof Beams | 3.35 | 0 | 0 | 3.35 | M3 | 0 | 2.68 | 0 | 0 | 1.34 | 0 | 0 | 0 | 0 | 0 | 0 | 22.11 | 330 | Kg
9 | RCC Landing Slab 150mm th | 0 | 0 | 0 | 0 | M2 | 0 | 0 | 0 | 0 | 0 | 0 | 0 | 0 | 0 | 0 | 0 | 0 | 330 | Kg
10 | RCC Roof Slab 125mm th | 8.65 | 0 | 0 | 8.65 | M2 | 0 | 6.92 | 0 | 0 | 3.46 | 0 | 0 | 0 | 0 | 0 | 0 | 57.09 | 330 | Kg
14 | RCC Roof Slab 100mm th | 0 | 0 | 0 | 0 | M2 | 0 | 0 | 0 | 0 | 0 | 0 | 0 | 0 | 0 | 0 | 0 | 0 | 330 | Kg
9 | Precasted slab 50mm | 0 | 0 | 0 | 0 | M2 | 0 | 0 | 0 | 0 | 0 | 0 | 0 | 0 | 0 | 0 | 0 | 0 | 330 | Kg
16 | Precasted slab 25mm | 0 | 0 | 0 | 0 | M2 | 0 | 0 | 0 | 0 | 0 | 0 | 0 | 0 | 0 | 0 | 0 | 0 | 330 | Kg
11 | RCC Lintels | 0.6 | 0 | 0 | 0.6 | M3 | 0 | 0.48 | 0 | 0 | 0.24 | 0 | 0 | 0 | 0 | 0 | 0 | 3.96 | 330 | Kg
12 | RCC Sunshades | 9.6 | 0 | 0 | 9.6 | RM | 0 | 0.29 | 0 | 0 | 0.14 | 0 | 0 | 0 | 0 | 0 | 0 | 2.38 | 12.375 | Kg
1 | Acco Plaster'g CM (1:3) 12mm | 69.19 | 0 | 0 | 69.19 | M2 | 0 | 0 | 0 | 0 | 0 | 0 | 1.11 | 0 | 0 | 0 | 0 | 9.96 | 7.2 | Kg
12 | Acco Plaster'g CM (1:3) 20mm | 0 | 0 | 0 | 0 | M2 | 0 | 0 | 0 | 0 | 0 | 0 | 0 | 0 | 0 | 0 | 0 | 0 | 10.08 | Kg
15 | Rough stone | 0 |  |  | 0 | M3 | 0 | 0 | 0 | 0 | 0 | 0 | 0 | 0 | 0 |  | 0 | 0 | 59.4 | Kg
14 | BM CM (1:8) Super | 19.08 | 0 | 0 | 19.08 | M3 | 0 | 0 | 0 | 0 | 0 | 3.82 | 0 | 0 | 0 | 9.77 | 0 | 13.74 | 36 | Kg
15 | BM CM (1:6) | 0 | 0 | 0 | 0 | M3 | 0 | 0 | 0 | 0 | 0 | 0 | 0 | 0 | 0 | 0 | 0 | 0 | 48 | Kg
16 | BM CM (1:6) 115mm | 0 | 0 | 0 | 0 | M2 | 0 | 0 | 0 | 0 | 0 | 0 | 0 | 0 | 0 | 0 | 0 | 0 | 10.6 | Kg
16 | Fly cement bricks | 0 | 0 | 0 | 0 | M3 | 0 | 0 | 0 | 0 | 0 | 0 | 0 | 0 | 0 | 0 | 0 | 0 | 24 | Kg
26 | RCM drop wall | 0 | 0 |  | 0 | M2 | 0 | 0 | 0 | 0 | 0 | 0 | 0 | 0 | 0 | 0 | 0 | 0 | 20.89 | Kg
17 | Ceiling Plaster CM (1:3) 12mm | 79.63 | 0 | 0 | 79.63 | M2 | 0 | 0 | 0 | 0 | 0 | 0 | 1.27 | 0 | 0 | 0 | 0 | 11.47 | 7.2 | Kg
18 | Plaster'ing CM (1:5) 12mm th | 0 | 0 | 0 | 0 | M2 | 0 | 0 | 0 | 0 | 0 | 0 | 0 | 0 | 0 | 0 | 0 | 0 | 4.32 | Kg
19 | Plaster'ing 20mm thick single | 0 | 0 | 0 | 0 | M2 | 0 | 0 | 0 | 0 | 0 | 0 | 0 | 0 | 0 | 0 | 0 | 0 | 6.05 | Kg
2 | Plaster'ing 12mm thick double | 100.18 | 0 | 0 | 100.18 | M2 | 0 | 0 | 0 | 0 | 0 | 0 | 1.5 | 0 | 0 | 0 | 0 | 10.2 | 5.09 | Kg
21 | Plaster'ing 20mm thick double | 119.98 | 0 | 0 | 119.98 | M2 | 0 | 0 | 0 | 0 | 0 | 0 | 2.64 | 0 | 0 | 0 | 0 | 13.8 | 5.75 | Kg
32 | CC Steps | 0 | 0 | 0 | 0 | M3 | 0 | 0 | 0 | 0 | 0 | 0 | 0 | 0 | 0 | 0 | 0 | 0 | 330 | Kg
3 | Flooring Vetrified Tiles | 50.23 | 0 | 0 | 50.23 | M2 | 0 | 0 | 0 | 0 | 0 | 0.7 | 0 | 0 | 0 | 0 | 0 | 6.09 | 6.06 | Kg
4 | Skirting Vetrified Tiles | 5.25 | 0 | 0 | 5.25 | M2 | 0 | 0 | 0 | 0 | 0 | 0.06 | 0 | 0 | 0 | 0 | 0 | 0.71 | 6.756 | Kg
21 | Flooring Granite stone | 0 | 0 | 0 | 0 | M2 | 0 | 0 | 0 | 0 | 0 | 0 | 0 | 0 | 0 | 0 | 0 | 0 | 7.5 | Kg
22 | Skirting Granite stone | 0 | 0 | 0 | 0 | M2 | 0 | 0 | 0 | 0 | 0 | 0 | 0 | 0 | 0 | 0 | 0 | 0 | 9.06 | Kg
37 | Flooring Terrazo tiles | 0 | 0 | 0 | 0 | M2 | 0 | 0 | 0 | 0 | 0 | 0 | 0 | 0 | 0 | 0 | 0 | 0 | 7.5 | Kg
38 | Skirting Terrazo tiles | 0 | 0 | 0 | 0 | M2 | 0 | 0 | 0 | 0 | 0 | 0 | 0 | 0 | 0 | 0 | 0 | 0 | 6.756 | Kg
5 | Ceramic Tiles Flooring | 0 | 0 | 0 | 0 | M2 | 0 | 0 | 0 | 0 | 0 | 0 | 0 | 0 | 0 | 0 | 0 | 0 | 5.46 | Kg
6 | Daddooing wall tiles | 0 | 0 | 0 | 0 | M2 | 0 | 0 | 0 | 0 | 0 | 0 | 0 | 0 | 0 | 0 | 0 | 0 | 9.06 | Kg
22 | Pressed tiles | 0 | 0 | 0 | 0 | M2 | 0 | 0 | 0 | 0 | 0 | 0 | 0 | 0 | 0 | 0 | 0 | 0 | 2.76 | Kg
[5 empty] | Total Qty |  | 4.91 | 10.37 | 0 | 0 | 7.63 | 4.58 | 6.52 | 1.53 | 0 | 9.77 | 0 | 169.17 | Bags
[5 empty] | Rate / M3 |  | 90 | 90 | 90 | 90 | 100 | 100 | 100 | 100 | 45 | 80 | 45 | 8.46 | MT
[6 empty] | Rs | 442 | 933 | 0 | 0 | 763 | 458 | 652 | 153 | 0 | 782 | 0
[5 empty] | Total | Rs | 4183
[12 empty] | Deputy Executive Engineer |  |  |  |  | Assistant Engineer
[12 empty] | PRI Sub Division |  |  |  |  | Mandal Praja parishad
[12 empty] | Kanigiri |  |  |  |  | P.C.Palli

## RE-DE (hidden)
RELEASE AND DISCHARGE CERTIFICATE
I do here by release and discharge with the Executive Engineer / Dy.Executive Engineer, PRI Division/ Sub Division, Kandukur all claims and demand what so ever arising out of the work or contracts with the contract vide Agt.No. 12 /2022-23 Dt 06.02.2023 with full and final settlement of my all claims and demands of the work
Contractor